## TB
Assay |  | Target |  |  |  |  | Amplicon |  | SNPs |  |  |  | ROIs |  |  |  | Significance |  | presence/absence | SNP | gene variant | ROI
Assay Name | Assay Type | Target Function | Target Gene | Start Position | End Position | Reverse Strand? | Variant Name | Sequence | Name | Position | Reference | Variant | Name | Positions | AA/NT Sequence | Mutations | Message | Resistance | species ID | strain ID | resistance type | virulence factor
IS6110 | presence/absence | species ID | [5 empty] | CCGCCAACTACGGTGTTTACGGTGCCCGCAAAGTGTGGCTAACCCTGAACCGTGAGGGCATCGAGGTGGCCAGATGCACCGTCGAACGGCTGATGACCAAACTCGGCCTGTCCGGGACCACCCGCGGCAAAGCCCGCAGGACCACGATCGCTGATCCGGCCACAGCCCGTCCCGCCGATCTCGTCCAGCGCCGCTTCGGACCACCAGCACCTAACCGGCTGTGGGTAGCAGACCTCACCTATGTGTCGACCTGGGCAGGGTTCGCCTACGTGGCCTTTGTCACCGACGCCTACGCTCGCAGGATCC | [8 empty] | Mycobacterium tuberculosis confirmed.
pncA | SNP | resistance type | pncA |  |  |  |  | GGCGTCATGGACCCTATATCTGTGGCTGCCGCGTCGGTAGGCAAACTGCCCGGGCAGTCGCCCGAACGTATGGTGGACGTATGCGGGCGTTGATCATCGTCGACGTGCAGAACGACTTCTGCGAGGGTGGCTCGCTGGCGGTAACCGGTGGCGCCGCGCTGGCCCGCGCCATCAGCGACTACCTGGCCGAAGCGGCGGACTACCATCACGTCGTGGCAACCAAGGACTTCCACATCGACCCGGGTGACCACTTCTCCGGCACACCGGACTATTCCTCGTCGTGGCCACCGCATTGCGTCAGCGGTACTCCCGGCGCGGACTTCCATCCCAGTCTGGACACGTCGGCAATCGAGGCGGTGTTCTACAAGGGTGCCTACACCGGAGCGTACAGCGGCTTCGAAGGAGTCGACGAGAACGGCACGCCACTGCTGAATTGGCTGCGGCAACGCGGCGTCGATGAGGTCGATGTGGTCGGTATTGCCACCGATCATTGTGTGCGCCAGACGGCCGAGGACGCGGTACGCAATGGCTTGGCCACCAGGGTGCTGGTGGACCTGACAGCGGGTGTGTCGGCCGATACCACCGTCGCCGCGCTGGAGGAGATGCGCACCGCCAGCGTCGAGTTGGTTTGCAGCTCCTGATGGCACCGCCGAACCGGGATGAACTGTTGGCGGCGGTGGAGCGCTCGCCGCAAGCGGCCGCCGCGCACGACCGCGCCGGCTGGGTCGGGTTGTTCACCGGTGACGCGCGGGTCGAAGACCCGGTGGGTTCGCAGCCGCAGGTGGGGCATGAGGCCATCGGCCGCTTCTACGACACCTTCATCGGG |  | 0 | N | [5 empty] | pncA mutation present which may be associated with pyrazinamide resistance. | Pyrazinamide
ahpC | SNP | resistance type | ahpC |  |  |  |  | CGATGCCGATAAATATGGTGTGATATATCACCTTTGCCTGACAGCGACTTCACGGCACGATGGAATGTCGCAACCAAATGCATTGTCCGCTTTGATGATGAGGAGAGTCATGCCACTGCTAACCATTGGCGATCAATTCCCCGCCTACCAGCTCACCGCTCTCATCGGCGGTGACCTGTCCAAGGTCGACGCCAAGCAGCCCGGCGACTACTTCACCACTATCACCAGTGACGAACACCCAGGCAAGTGGCGGGTGGTGTTCTTTTGGCCGAAAGACTTCACG | -6T | 62 | G | T |  |  |  |  | ahpC -6 mutation present which is associated with isoniazid resistance. | Isoniazid
[9 empty] | -10A | 58 | C | A |  |  |  |  | ahpC -10 mutation present which is associated with isoniazid resistance. | Isoniazid
eis | SNP | resistance type | eis |  |  | Y |  | CTGACCACGCCGAAAAGCCCGTCAGCCTAGCGCCGGCCTAGCACGGCCTTCAGAACTCGAACGCGGTCTGGACGGGAACATCACTGGCAAACGCCGCGTCGAGTCGACGAAGCAGCTGGGAATCTTTGGTGCGCAACCGGTTAGCGGCGGCTAACGTCGAAGCGCGGTGCGCTCCAAGGTAAAGGCTGCCCAGTACGTCCCGATCCATTTCGATCTCGGCTGCCGCATCGGTCGGGGTACACCGCGCACGGCCGTCACCGATCTTGAGCGCGAACCGGCCGCCATCGGATACCTCGAGGACCGTGGAAAACTCGCCAACTTCGTGAGCGTAACCACGCGCCTCGAGTGCGGCCGGTACGTTCATGATGCGCAACCACAGGCCGTCCTGGCGCCAGGTAGTGCGGGCCAGTCGGGTATCGGTGAGCAGGTGGGGTAACGGGTCCTGTGGATGGGTGATGATGCTGATTCGCTCCATGGAGTCGAGGCCAATCAGGGCCCGCCACAACGCACAATGCGCATCTGCGGTTACCGCCCTGAGTTCGCTGACGCGCGCTAGCTTGAGATCGGTGCGATCCACCCGGTACAGCGCGTACCCGTCGGGATGCAGTAACGCGAACGATTCACGGTCTCCACCGGGCGCGGCTTTGCATTCTGCCAGCAGCTCGTCCCAGAGCACCTGCGGGCGTAGCAGCCCGCCCGGCACCTGCTGGCGCCATCGCTCGTAGATCGCCTCAAACTCGCCGCGATGCTCGGTGGGTCTGACCAACCGGACGCTGCTGCCACCTAGGCCGCCGCCCGGTGCGTCGGCGTGAAAGCGCGCGAAGCGTCGGTCGACCGTCAGCTCATGCAAGGTGGTAGCGGGCCCGTAGCCGAACCGGCCGTAGATGCCGCCCTCGCTAGCATGCAGTGCCGCGACCGGATAGCCGGAATCGGCTATGCGGCGGTGCAGTTCGGCGCACATCGCGCGCAGCAAGCCGCGCCGGCGATGCGTCGGCGCCACCGCGACGAAACTGAGACCGGCGGTCGGGAGCACCACTTCACCAGGCACCGTCAACCGCAGATCCATGTACAGCGCCATCCCGACCACCTCAGAACCCGGGCCGGCACCATCGCGGACCACCACCGCTCCGTCGGTGGGCACCAGGGTCCGCCAGGCGGTCGCTGATTCAGGGCCGATGAAATCGGTGAAACTGGCCGCGGCCAGTAGGAACATCCCCGGCCAGTCGTCCTCGGTCGGGCTACACAGGGTCACAGTCACAGAATCCGACTGTGGCATATGCCGCGGCCACGTGCACGTGAATATTACGACGACAGTGTCTGGCAAAGGATCACGCGATGCGGGTAGCCCCGCCAGCGTGACGCCACTGCGAGAATCAGCGACGAATTTCGCCGTGACGTTACGCTGGCGGCGACGCTCCCACGTCGACGCATACCCCGACGGCTCCGGCACCGACGTGCAGAGCAAGTACCGGTCCCATGGCGGTCACCATGGCCGGCTCACACGCCGGCAGCCGCTCCGCCAGCGCCGCCGCCACGTCGTTCGCAGCTGCCGGGTCGGCGACGTGATGCACCGCGAGAGCGGCGGGGCGGTCGCCGACAAGCTGGCAAACCCGGTCGATCATCACCGCCGTCGCGTTGCTCACAGTGCGAACCCGTTGGACCAGAACAAGTTTTCCGTCGTCGACTGACAGCAGCGGCTTGAGCGCCAGCGCGGTGCCCAACCATGCCTTGGCCCCACTGATGCGCCCGCTGCGGCGCAGATTGTCCAACCGCGCTACAGCGACGAACGCGTGAATCCGGCTTACCGCCGCAGCCGCTGCGCGCGCGACCGTATCCAGCTCATCGCCTGCGGCGGCTGCCCGCCCGGCCGCCAGTGCCGCGAAACCGACGCCCATCGCGGCCGACCTCGAGTCGATCACCCTAACGGCGGGACCTAGTTCCGCCGCGGTCAGCTCGGCGGCTCGAAAGGTACCCGACAGCGCCGACGAAATGTGCACCGCCACTACCCCGTCGCCGCCACTGTCCGCCAACGCCCGTTGGTAGGCGGCGGACAGCTCAACCGGGGTCGCCCCAGCGGTGGTGGCGTGGCGCTTGTGGATGTCATCGGGGATTTCGTCCACACCGTCGCGCAGGTCGAGGCCGTCAAGCAAGATATGCAGCGGGACCTGGCGGATCGACCACTGTTCGCGCAGGTCGGCCGGCAGTCGACACGACGTATCGGTCACCACCACAACGGTCACCGGCGCCGCTCTCCCCCGCAAGCGGGAGGTGCCCCCACCTCATCGCTTCGCTCTGCATCGTCGCCGGCGCGGGGCATGTCTCAGCCGCGCGATTTCTCGTTCGGCACCCCGGCTTCGGCCAGTGCCTTGAGCATCAGTTCGGCGACC | -10A | 1268 | C | T |  |  |  |  | eis -10 mutation present which is associated with kanamycin resistance. | Kanamycin
[9 empty] | -12T | 1270 | G | A |  |  |  |  | eis -12 mutation present which is associated with kanamycin resistance. | Kanamycin
[9 empty] | -14T | 1272 | G | A |  |  |  |  | eis -14 mutation present which is associated with kanamycin resistance. | Kanamycin
[9 empty] | -15G | 1273 | G | C |  |  |  |  | eis -15 mutation present which is associated with kanamycin resistance. | Kanamycin
[9 empty] | -37T | 1295 | C | A |  |  |  |  | eis -37 mutation present which is associated with kanamycin resistance. | Kanamycin
embB | SNP | resistance type | embB |  |  |  |  | GCTGATTCCGGCAAGCTGGCGCACCTTCACCCTGACCGACGCCGTGGTGATATTCGGCTTCCTGCTCTGGCATGTCATCGGCGCGAATTCGTCGGACGACGGCTACATCCTGGGCATGGCCCGAGTCGCCGACCACGCCGGCTACATGTCCAACTATTTCCGCTGGTTCGGCAGCCCGGAGGATCCCTTCGGCTGGTATTACAACCTGCTGGCGCTGATGACCCATGTCAGCGACGCCAGTCTGTGGATGCGCCTGCCAGACCTGGCCGCCGGGCTAGTGTGCTGGCTGCTGCTGTCGCGTGAGGTGCTGCCCCGCCTCGGGCCGGCGGTGGAGGCCAGCAAACCCGCCTACTGGGCGGCGGCCATGGTCTTGCTGACCGCGTGGATGCCGTTCAACAACGGCCTGCGGCCGGAGGGCATCATCGCGCTCGGCTCGCTGGTCACCTATGT |  | 0 | N | [5 empty] | embB mutation present which may be associated with ethambutal resistance | Ethambutal
gyrA | ROI | resistance type | gyrA |  |  |  |  | CAAGGCTGTGTCCTCGGCGCAAGCCCGTATCGCGGCACGTAAGGCACGAGAGTTGGTGCGGCGTAAGAGCGCCACCGACATCGGTGGATTGCCCGGCAAGCTGGCCGATTGCCGTTCCACGGATCCGCGCAAGTCCGAACTGTATGTCGTAGAAGGTGACTCGGCCGGCGGTTCTGCAAAAAGCGGTCGCGATTCGATGTTCCAGGCGATACTTCCGCTGCGCGGCAAGATCATCAATGTGGAGAAAGCGCGCATCGACCGGGTGCTAAAGAACACCGAAGTTCAGGCGATCATCACGGCGCTGGGCACCGGGATCCACGACGAGTTCGATATCGGCAAGCTGCGCTACCACAAGATCGTGCTGATGGCCGACGCCGATGTTGACGGCCAACATATTTCCACGCTGTTGTTGACGTTGTTGTTCCGGTTCATGCGGCCGCTCATCGAGAACGGGCATGTGTTTTTGGCACAACCGCCGCTGTACAAACTCAAGTGGCAGCGCAGTGACCCGGAATTCGCATACTCCGACCGCGAGCGCGACGGTCTGCTGGAGGCGGGGCTGAAGGCCGGGAAGAAGATCAACAAGGAAGACGGCATTCAGCGGTACAAGGGTCTAGGTGAAATGGACGCTAAGGAGTTGTGGGAGACCACCATGGATCCCTCGGTTCGTGTGTTGCGTCAAGTGACGCTGGACGACGCCGCCGCCGCCGACGAGTTGTTCTCCATCCTGATGGGCGAGGACGTCGACGCGCGGCGCAGCTTTATCACCCGCAACGCCAAGGATGTTCGGTTCCTGGATGTCTAACGCAACCCTGCGTTCGATTGCAAACGAGGAATAGATGACAGACACGACGTTGCCGCCTGACGACTCGCTCGACCGGATCGAACCGGTTGACATCGAGCAGGAGATGCAGCGCAGCTACATCGACTATGCGATGAGCGTGATCGTCGGCCGCGCGCTGCCGGAGGTGCGCGACGGGCTCAAGCCCGTGCATCGCCGGGTGCTCTATGCAATGTTCGATTCCGGCTTCCGCCCGGACCGCAGCCACGCCAAGTCGGCCCGGTCGGTTGCCGAGACCATGGGCAACTACCACCCGCACGGCGACGCGTCGATCTACGACAGCCTGGTGCGCATGGCCCAGCCCTGGTCGCTGCGCTACCCGCTGGTGGACGGCCAGGGCAACTTCGGCTCGCCAGGCAATGACCCACCGGCGGCGATGAGGTACACCGAAGCCCGGCTGACCCCGTTGGCGATGGAGATGCTGAGGGAAATCGACGAGGAGACAGTCGATTTCATCCCTAACTACGACGGCCGGGTGCAAGAGCCGACGGTGCTACCCAGCCGGTTCCCCAACCTGCTGGCCAACGGGTCAGGCGGCATCGCGGTCGGCATGGCAACCAATATCCCGCCGCACAACCTGCGTGAGCTGGCCGACGCGGTGTTCTGGGCGCTGGAGAATCACGACGCCGACGAAGAGGAGACCCTGGCCGCGGTCATGGGGCGGGTTAAAGGCCCGGACTTCCCGACCGCCGGACTGATCGTCGGATCCCAGGGCACCGCTGATGCCTACAAAACTGGCCGCGGCTCCATTCGAATGCGCGGAGTTGTTGAGGTAGAAGAGGATTCCCGCGGTCGTACCTCGCTGGTGATCACCGAGTTGCCGTATCAGGTCAACCACGACAACTTCATCACTTCGATCGCCGAACAGGTCCGAGACGGCAAGCTGGCCGGCATTTCCAACATTGAGGACCAGTCTAGCGATCGGGTCGGTTTACGCATCGTCATCGAGATCAAGCGCGATGCGGTGGCCAAGGTGGTGATCAATAACCTTTACAAGCACACCCAGCTGCAGACCAGCTTTGGCGCCAACATGCTAGCGATCGTCGACGGGGTGCCGCGCACGCTGCGGCTGGACCAGCTGATCCGCTATTACGTTGACCACCAACTCGACGTCATTGTGCGGCGCACCACCTACCGGCTGCGCAAGGCAAACGAGCGAGCCCACATTCTGCGCGGCCTGGTTAAAGCGCTCGACGCGCTGGACGAGGTCATTGCACTGATCCGGGCGTCGGAGACCGTCGATATCGCCCGGGCCGGACTGATCGAGCTGCTCGACATCGACGAGATCCAGGCCCAGGCAATCCTGGACATGCAGTTGCGGCGCCTGGCCGCACTGGAACGCCAGCGCATCATCGACGACCTGGCCAAAATCGAGGCCGAGATCGCCGATCTG |  |  |  |  | 88 | 1101-1103 | GGC | GCC,GTG,TGC | gyrA 88 mutation present which is associated with resistance to quinolones, but Moxifloxacin may still have clinical activity. Testing for MOX MIC is recommended. | Quinolones
[13 empty] | 90 | 1107-1109 | GCG | GTG | gyrA 90 mutation present which is associated with resistance to quinolones, but Moxifloxacin may still have clinical activity. Testing for MOX MIC is recommended. | Quinolones
[13 empty] | 91 | 1110-1112 | TCG | CCG | gyrA 91 mutation present which is associated with resistance to quinolones, but Moxifloxacin may still have clinical activity. Testing for MOX MIC is recommended. | Quinolones
[13 empty] | 94 | 1119-1121 | GAC | GGC,AAC,CAC,GCC,TAC | gyrA 94 mutation present which is associated with resistance to quinolones, but Moxifloxacin may still have clinical activity. Testing for MOX MIC is recommended. | Quinolones
inhA | SNP | resistance type | inhA |  |  |  |  | ATCAAGGGTGACGCCAGCGTCGGCTGGTTGCGGTTGGGTGCGCTGGCGCTGGCGTTGGCGGCGCTAGCGGCGCTGCTCATCAACCGGCGGTTGCCGACTTAGCTTCTCCCGCGGCCCCGGCAGCCCGCGAGCGTAACCTGGCTGCGATTTCCGGCGCGGATTTTCGCAGTGCGGTTACGCTCGGAAAGCGCGGGCCTCGCCCACGCGGCGGATGATGTCAGCGGGGTGGTCCTCGGCGACGACCCGGACCACGATCCACCCGTAGCGGTGCTGGACTTTCTCGTGCCGGAGGATGTCTTTCCGGTAGTGGTAGCGACTGGTCAGATGGTGGTCGCCGTCATACTCGGCCGCGACCTTGATGTCTTGCCAGCCCATATCCAAATGGGCTTCCGCCCAGCCCCATTCGTTGCGCACCGCGATCTGCGTCTGGGGGCGCGGAAAGCCGGCGCGGATCAACAACAAGCGCAGCCAGGTTTCCTTGGGGGACTGGGCACCGCCGTCGACGAGGTCCAGAGCGGCTCTTGCGGCCTTCATGCCACGGCGGCCCCGATAGCGCTCGATCAGCGGCTCGACGTCGGCCACCTTCAAATCGGTGGCCTGTATCAGGGCGTCGACGGCCGCGACGGCGGGGTCCAATGGAAATCGACTGGTCAGGTCGAGCGCCGTTCGCTCCGGTGTGGTCACGCGCATGCCCTCGATGACGCAGATCTCGTCGGGCTCGATGCGCTCTTCCCAGACTTGCAGCCCCGGGGCACGGCGGCGGTTGGTGTCGATGATCGCGGCGGGAAGATCCGCGTCGATCCACTTGGCGCCATGGAAGGCAGAAGCCGAGTAGCCGGCCAGCACGCCGCGGCGGCGCGAGCGCAGCCACAGCGCTTTTGCACGCAATTGCGCGGTCAGTTCCACACCCTGCGGCACGTACACGTCTTTATGTAGCGCGACATACCTGCTGCGCAATTCGTAGGGCGTCAATACACCCGCAGCCAGGGCCTCGCTGCCCAGAAAGGGATCCGTCATGGTCGAAGTGTGCTGAGTCACACCGACAAACGTCACGAGCGTAACCCCAGTGCGAAAGTTCCCGCCGGAAATCGCAGCCACGTTACGCTCGTGGACATACCGATTTCGGCCCGGCCGCGGCGAGACGATAGGTTGTCGGGGTGACTGCCACAGCCACTGAAGGGGCCAAACCCCCATTCGTATCCCGTTCAGTCCTGGTTACCGGAGGAAACCGGGGGATCGGGCTGGCGATCGCACAGCGGCTGGCTGCCGACGGCCACAAGGTGGCCGTCACCCACCGTGGATCCGGAGCGCCAAAGGGGCTGTTTGGCGTCGAATGTGACGTCACCGACAGCGACGCCGTCGATCGCGCCTTCACGGCGGTAGAAGAGCACCAGGGTCCGGTCGAGGTGCTGGTGTCCAACGCCGGCCTATCCGCGGACGCATTCCTCATGCGGATGACCGAGGAAAAGTTCGAGAAGGTCATCAACGCCAACCTCACCGGGGCGTTCCGGGTGGCTCAACGGGCATCGCGCAGCATGCAGCGCAACAAATTCGGTCGAATGATATTCATAGGTTCGGTCTCCGGCAGCTGGGGCATCGGCAACCAGGCCAACTACGCAGCCTCCAAGGCCGGAGTGATTGGCATGGCCCGCTCGATCGCCCGCGAGCTGTCGAAGGCAAACGTGACCGCGAATGTGGTGGCCCCGGGCTACATCGACACCGATATGACCCGCGCGCTGGATGAGCGGATTCAGCAGGGGGCGCTGCAATTTATCCCAGCGAAGCGGGTCGGCACCCCCGCCGAGGTCGCCGGGGTGGTCAGCTTCCTGGCTTCCGAGGATGCGAGCTATATCTCCGGTGCGGTCATCCCGGTCGACGGCGGCATGGGTATGGGCCACTGACACAACACAAGGACGCACATGACAGGACTGCTGGACGGCAAACGGATTCTGGTTAGCGGAATCATCACCGACTCGTCGATCGCGTTTCACATCGCACGGGTAGCCCAGGAGCAGGGCGCCCAGCTGGTGCTCACCGGGTTCGACCGGCTGCGGCTGATTCAGCGCATCACCGACCGGCTGCCGGCAAAGGCCCCGCTGCTCGAACTCGACGTGCAAAACGAGGAGCACCTGGCCAGCTTGGCCGGCCGGGTGACCGAGGCGATCGGGGCGGGCAACAAGCTCGACGGGGTGGTGCATTCGATTGGGTTCATGCCGCAGACCGGGATGGGCATCAACCCGTTCTTCGACGCGCCCTACGCGGATGTGTCCAAGGGCATCCACATCTCGGCGTATTCGTATGCTTCGATGGCCAAGGCGCTGCTGCCGATCATGAACCCCG | -8A | 1150 | T | A |  |  |  |  | inhA -8 mutation present which is associated with isoniazid resistance. | Isoniazid
[9 empty] | -8C | 1150 | T | C |  |  |  |  | inhA -8 mutation present which is associated with isoniazid resistance. | Isoniazid
[9 empty] | -8G | 1150 | T | G |  |  |  |  | inhA -8 mutation present which is associated with isoniazid resistance. | Isoniazid
[9 empty] | -15T | 1143 | C | T |  |  |  |  | inhA -15 mutation present which is associated with isoniazid resistance. | Isoniazid
[9 empty] | -17T | 1141 | G | T |  |  |  |  | inhA -17 mutation present which is associated with isoniazid resistance. | Isoniazid
katG | ROI | resistance type | katG |  |  | Y |  | CTGGTAGGTCCCGTCATCTGCTGGCGAGGGCTCCCAGGTGATACCCATGTCGAGCAGGTTCACGAAGAAGTCGTTGGTCAGTGACTCGGAGGCCTCGGTGAACACGCCCAGCGGTAAGCGCTTGTAGTTTGCGCCGAGGACGCGCAGGCCACCTACCAGCACCGTCATCTCAGGGGCACTGAGCGTAAGCAGGTTCGCCTTGTCGAGCAGCATGTACTCGGCCGGCAACGGGTTGCCCTTTCCGAGGTAGTTTCGGAAGCCATCTGCCTTGGGCTCCAGCACGGCAAAGGATTCCACGTCGGTTTGTTCCTGCGACGCATCCGTGCGGCCCGGGGTGAAGGGCACCGTGATGTTGTGGCCAGCCGCCTTTGCTGCTTTCTCTATGGCGGCACAGCCACCGAGCACGACGAGGTCGGCGAAGGACACTTTGATGTTCCCCGGCGCCGCGGAGTTGAATGACTCCTGGATCTCTTCCAGGGTGCGAATGACCTTGCGCAGATCCCCGTCGGGGTCGTTGACCTCCCACCCGACTTGTGGCTGCAGGCGGATGCGACCACCGTTGGCGCCGCCGCGCTTGTCGCTACCACGGAACGACGACGCCGCCGCCCATGCGGTCGAAACTAGCTGTGAGACAGTCAATCCCGATGCCCGGATCTGGCTCTTAAGGCTGGCAATCTCGGCTTCGCCGACGAGGTCGTGGCTGACCGCAGGGACCGGATCCTGCCACAGCAGGGTCTGCTTGGGGACCAGCGGCCCAAGGTATCTCGCAACGGGACCCATGTCTCGGTGGATCAGCTTGTACCAGGCCTTGGCGAACTCGTCGGCCAATTCCTCGGGGTGTTCCAGCCAGCGACGCGTGATCCGCTCATAGATCGGATCCACCCGCAGCGAGAGGTCAGTGGCCAGCATCGTCGGGGAGCGCCCTGGCCCGCCGAACGGGTCCGGGATGGTGCCGGCACCGGCGCCGTCCTTGGCGGTGTATTGCCAAGCGCCAGCAGGGCTCTTCGTCAGCTCCCACTCGTAGCCGTACAGGATCTCGAGGAAACTGTTGTCCCATTTCGTCGGGGTGTTCGTCCATACGACCTCGATGCCGCTGGTGATCGCGTCCTTACCGGTTCCGGTGCCATACGAGCTCTTCCAGCCCAAGCCCATCTGCTCCAGCGGAGCAGCCTCGGGTTCGGGGCCGACCAGATCGGCCGGGCCGGCGCCATGGGTCTTACCGAAAGTGTGACCGCCGACGATCAGCGCCGCTGTTTCGACGTCGTTCATGGCCATGCGCCGAAACGTCTCGCGAATGTCGACCGCCGCGGCCATGGGGTCCGGGTTGCCGTTCGGCCCCTCCGGGTTCACGTAGATCAGCCCCATCTGCACCGCGGCCAGCGGGTTCTCCAGATCCCGCTTACCGCTGTAACGCTCATCGCCGAGCCAGGTGGCTTCCTTGCCCCAATAGACCTCATCGGGCTCCCACTGGTCGACCCGGCCGAAGCCGAACCCGAACGTCTTGAAGCCCATCGATTCCAGCGCGCAGTTGCCGGCGAAAACAATCAGGTCCGCCCATGAGAGCTTCTTGCCGTACTTCTTCTTGACCGGCCACAGCAGCCGGCGCGCCTTGTCCAAGCTGGCGTTGTCGGGCCAGCTGTTAAGCGGCGCGAACCGCTGCATGCCGCCCCCGGCGCCGCCGCGGCCGTCGTGGATGCGGTAGGTGCCGGCAGCGTGCCACGCCATCCGGATAAACAGCGGCCCGTAGTGGCCGTAGTCGGCGGGCCACCACGGCTGCGAGGTGGTCATCACTTCCTCGATGTCCCGCGTCAGGGCGTCAACGTCGATGGTCGCGACCTCCGCGGCATAGTCGAACGCCGCACCCATCGGGTCAGCGACGGCCGGGTTTTGGTGCAGTACCTTCAGATTGAGCCGGTTGGGCCACCAGTCCTGGTTTCCGCCGCCCTCGACGGGGTATTTCATATGACCCACGACGGGACAGCCGTTGCTAGCGGCTCCGGTGGTGGTTTCTGTAATGGGTGGGTGTTGCTCGGGCACAGCATTCCTTCCAGGAGTTGGTGTTATCGGGCTGTGATCACGGATGTGATCGCGAAGTGTCGGATATCGAACAATCAGGACATAGACCCCAGTAGATGACCTCCGCCTCGTCCAACAGGAAGCCGTTATGGTCCGAGGCCGTCAGACAGGGTGCCTCGCCAACAGCACAGTCGACATCGGCGATAACCCCGCAAGACCGGCAGACGATGTGATGGTGGTTGTCGCCGACCCTG |  |  |  |  | 315 | 1093-1095 | AGC | ACC,AAC,ACA,AGA | katG 315 mutation present which is associated with isoniazid resistance. | Isoniazid
rpoB | ROI | resistance type | rpoB |  |  |  |  | CCGAGCGGGGTGATGTCAACCCAGTGGGTGGCCTGGAAGAGGTGCTCTACGAGCTGTCTCCGATCGAGGACTTCTCCGGGTCGATGTCGTTGTCGTTCTCTGACCCTCGTTTCGACGATGTCAAGGCACCCGTCGACGAGTGCAAAGACAAGGACATGACGTACGCGGCTCCACTGTTCGTCACCGCCGAGTTCATCAACAACAACACCGGTGAGATCAAGAGTCAGACGGTGTTCATGGGTGACTTCCCGATGATGACCGAGAAGGGCACGTTCATCATCAACGGGACCGAGCGTGTGGTGGTCAGCCAGCTGGTGCGGTCGCCCGGGGTGTACTTCGACGAGACCATTGACAAGTCCACCGACAAGACGCTGCACAGCGTCAAGGTGATCCCGAGCCGCGGCGCGTGGCTCGAGTTTGACGTCGACAAGCGCGACACCGTCGGCGTGCGCATCGACCGCAAACGCCGGCAACCGGTCACCGTGCTGCTCAAGGCGCTGGGCTGGACCAGCGAGCAGATTGTCGAGCGGTTCGGGTTCTCCGAGATCATGCGATCGACGCTGGAGAAGGACAACACCGTCGGCACCGACGAGGCGCTGTTGGACATCTACCGCAAGCTGCGTCCGGGCGAGCCCCCGACCAAAGAGTCAGCGCAGACGCTGTTGGAAAACTTGTTCTTCAAGGAGAAGCGCTACGACCTGGCCCGCGTCGGTCGCTATAAGGTCAACAAGAAGCTCGGGCTGCATGTCGGCGAGCCCATCACGTCGTCGACGCTGACCGAAGAAGACGTCGTGGCCACCATCGAATATCTGGTCCGCTTGCACGAGGGTCAGACCACGATGACCGTTCCGGGCGGCGTCGAGGTGCCGGTGGAAACCGACGACATCGACCACTTCGGCAACCGCCGCCTGCGTACGGTCGGCGAGCTGATCCAAAACCAGATCCGGGTCGGCATGTCGCGGATGGAGCGGGTGGTCCGGGAGCGGATGACCACCCAGGACGTGGAGGCGATCACACCGCAGACGTTGATCAACATCCGGCCGGTGGTCGCCGCGATCAAGGAGTTCTTCGGCACCAGCCAGCTGAGCCAATTCATGGACCAGAACAACCCGCTGTCGGGGTTGACCCACAAGCGCCGACTGTCGGCGCTGGGGCCCGGCGGTCTGTCACGTGAGCGTGCCGGGCTGGAGGTCCGCGACGTGCACCCGTCGCACTACGGCCGGATGTGCCCGATCGAAACCCCTGAGGGGCCCAACATCGGTCTGATCGGCTCGCTGTCGGTGTACGCGCGGGTCAACCCGTTCGGGTTCATCGAAACGCCGTACCGCAAGGTGGTCGACGGCGTGGTTAGCGACGAGATCGTGTACCTGACCGCCGACGAGGAGGACCGCCACGTGGTGGCACAGGCCAATTCGCCGATCGATGCGGACGGTCGCTTCGTCGAGCCGCGCGTGCTGGTCCGCCGCAAGGCGGGCGAGGTGGAGTACGTGCCCTCGTCTGAGGTGGACTACATGGACGTCTCGCCCCGCCAGATGGTGTCGGTGGCCACCGCGATGATTCCCTTCCTGGAGCACGACGACGCCAACCGTGCCCTCATGGGGGCAAACATGCAGCGCCAGGCGGTGCCGCTGGTCCGTAGCGAGGCCCCGCTGGTGGGCACCGGGATGGAGCTGCGCGCGGCGATCGACGCCGGCGACGTCGTCGTCGCCGAAGAAAGCGGCGTCATCGAGGAGGTGTCGGCCGACTACATCACTGTGATGCACGACAACGGCACCCGGCGTACCTACCGGATGCGCAAGTTTGCCCGGTCCAACCACGGCACTTGCGCCAACCAGTGCCCCATCGTGGACGCGGGCGACCGAGTCGAGGCCGGTCAGGTGATCGCCGACGGTCCCTGTACTGACGACGGCGAGATGGCGCTGGGCAAGAACCTGCTGGTGGCCATCATGCCGTGGGAGGGCCACAACTACGAGGACGCGATCATCCTGTCCAACCGCCTGGTCGAAGAGGACGTGCTCACCTCGATCCACATCGAGGAGCATGAGATCGATGCTCGCGACACCAAGCTGGGTGCGGAGGAGATCACCCGCGACATCCCGAACATCTCCGACGAGGTGCTCGCCGACCTGGATGAGCGGGGCATCGTGCGCATCGGTGCCGAGGTTCGCGACGGGGACATCCTGGTCGGCAAGGTCACCCCGAAGGGTGAGACCGA |  |  |  |  | 513 | 1089-1091 | CAA | AAA,CTA | rpoB 513 mutation present which is associated with rifampin resistance. | Rifampin
[13 empty] | 516 | 1098-1100 | GAC | TAC,GTC,GGC | rpoB 516 mutation present which is associated with rifampin resistance. | Rifampin
[13 empty] | 522 | 1116-1118 | TCG | TTG | rpoB 522 mutation present which is associated with rifampin resistance. | Rifampin
[13 empty] | 526 | 1128-1130 | CAC | GAC,TAC,CGC,CTC,AAC,TGC | rpoB 526 mutation present which is associated with rifampin resistance. | Rifampin
[13 empty] | 531 | 1143-1145 | TCG | TTG,TGG | rpoB 531 mutation present which is associated with rifampin resistance. | Rifampin
[13 empty] | 533 | 1149-1151 | CTG | CCG | rpoB 533 mutation present which is associated with rifampin resistance. | Rifampin
rrs | SNP | resistance type | rrs |  |  |  |  | TCCTACGGGAGGCAGCAGTGGGGAATATTGCACAATGGGCGCAAGCCTGATGCAGCGACGCCGCGTGGGGGATGACGGCCTTCGGGTTGTAAACCTCTTTCACCATCGACGAAGGTCCGGGTTCTCTCGGATTGACGGTAGGTGGAGAAGAAGCACCGGCCAACTACGTGCCAGCAGCCGCGGTAATACGTAGGGTGCGAGCGTTGTCCGGAATTACTGGGCGTAAAGAGCTCGTAGGTGGTTTGTCGCGTTGTTCGTGAAATCTCACGGCTTAACTGTGAGCGTGCGGGCGATACGGGCAGACTAGAGTACTGCAGGGGAGACTGGAATTCCTGGTGTAGCGGTGGAATGCGCAGATATCAGGAGGAACACCGGTGGCGAAGGCGGGTCTCTGGGCAGTAACTGACGCTGAGGAGCGAAAGCGTGGGGAGCGAACAGGATTAGATACCCTGGTAGTCCACGCCGTAAACGGTGGGTACTAGGTGTGGGTTTCCTTCCTTGGGATCCGTGCCGTAGCTAACGCATTAAGTACCCCGCCTGGGGAGTACGGCCGCAAGGCTAAAACTCAAAGGAATTGACGGGGGCCCGCACAAGCGGCGGAGCATGTGGATTAATTCGATGCAACGCGAAGAACCTTACCTGGGTTTGACATGCACAGGACGCGTCTAGAGATAGGCGTTCCCTTGTGGCCTGTGTGCAGGTGGTGCATGGCTGTCGTCAGCTCGTGTCGTGAGATGTTGGGTTAAGTCCCGCAACGAGCGCAACCCTTGTCTCATGTTGCCAGCACGTAATGGTGGGGACTCGTGAGAGACTGCCGGGGTCAACTCGGAGGAAGGTGGGGATGACGTCAAGTCATCATGCCCCTTATGTCCAGGGCTTCACACATGCTACAATGGCCGGTACAAAGGGCTGCGATGCCGCGAGGTTAAGCGAATCCTTAAAAGCCGGTCTCAGTTCGGATCGGGGTCTGCAACTCGACCCCGTGAAGTCGGAGTCGCTAGTAATCGCAGATCAGCAACGCTGCGGTGAATACGTTCCCGGGCCTTGTACACACCGCCCGTCACGTCATGAAAGTCGGTAACACCCGAAGCCAGTGGCCTAACCCTCGGGAGGGAGCTGTCGAAGGTGGGATCGGCGATTGGGACGAAGTCGTAACAAGGTAGCCGTACCGGAAGGTGCGGCTGGATCACCTCCTTTCTAAGGAGCACCACGAAAACGCCCCAACTGGTGGGGCGTAGGCCGTGAGGGGTTCTTGTCTGTAGTGGGCGAGAGCCGGGTGCATGACAACAAAGTTGGCCACCAACACACTGTTGGGTCCTGAGGCAACACTCGGACTTGTTCCAGGTGTTGTCCCACCGCCTTGGTGGTGGGGTGTGGTGTTTGAGAACTGGATAGTGGTTGCGAGCATCAATGGATACGCTGCCGGCTAGCGGTGGCGTGTTCTTTGTGCAATATTCTTTGGTTTTTGTTGTGTTTGTAAGTGTCTAAGGGCGCATGGTGGATGCCTTGGCATCGAGAGCCGATGAAGGACGTGGGAGGCTGCGATATGCCTCGGGGAGCTGTCAACCGAGCGTGGATCCGAGGATTTCCGAATGGGGAAACCCAGCACGAGTGATGTCGTGCTACCCGCATCTGAATATATAGGGTGCGGGAGGGAACGCGGGGAAGTGAAACATCTCAGTACCCGTAGGAGGAGAAAACAATTGTGATTCCGCAAGTAGTGGCGAGCGAACGCGGAACAGGCTAAACCGCACGCATGGGTAACCGGGTAGGGGTTGTGTGTGCGGGGTTGTGGGAGGATATGTCTCAGCGCTACCCGGCTGAGAGGCAGTCAGAAAGTGTCGTGGTTAGCGGAAGTGGCCTGGGATGGTCTGCCGTAGACGGTGAGAGCCCGGTACGCGAAAACCCGGCACCTGCCTAGTATCAATTCCCGAGTAGCAGCGGGCCCGTGGAATCCGCTGTGAATCCGCCGGGACCACCCGGTAAGCCTAAATACTCCTCGATGACCGATAGCGGATTAGTACCGTGAGGGAATGGTGAAAAGTACCCCGGGAGGGGAGTGAAAGAGTACCTGAAACCGTGTGCCTACAATCCGTCAGAGCCTCCTTTTCCTCTCCGGAGGAGGGTGGTGATGGCGTGCCTTTTGAAGAATGAGCCTGCGAGTCAGGGACATGTCGCAAGGTTAACCCGTGTGGGGTAGCCGCAGCGAAAGCGAG | 1401G | 1063 | A | G |  |  |  |  | rrs 1401 mutation present which is associated with kanamycin, capreomycin, and amikacin resistance. Specificity for Capreomycin is about 96%, 3-4% of isolates with this mutation may be sensitive to CAP. | Kanamycin, Capreomycin, Amikacin
[9 empty] | 1402T | 1064 | C | T |  |  |  |  | rrs 1402 mutation present which is associated with capreomycin resistance. | Capreomycin
[9 empty] | 1484T | 1146 | G | T |  |  |  |  | rrs 1484 mutation present which is associated with capreomycin and amikacin resistance. | Capreomycin, Amikacin

## TB_H37Rv_positions
Assay |  | Target |  |  |  |  | Amplicon |  | SNPs |  |  |  | ROIs |  |  |  | Significance |  | presence/absence | SNP | gene variant | ROI
Assay Name | Assay Type | Target Function | Target Gene | Start Position | End Position | Reverse Strand? | Variant Name | Sequence | Name | Position | Reference | Variant | Name | Positions | AA/NT Sequence | Mutations | Message | Resistance | species ID | strain ID | resistance type | virulence factor
IS6110 | presence/absence | species ID | [5 empty] | CCGCCAACTACGGTGTTTACGGTGCCCGCAAAGTGTGGCTAACCCTGAACCGTGAGGGCATCGAGGTGGCCAGATGCACCGTCGAACGGCTGATGACCAAACTCGGCCTGTCCGGGACCACCCGCGGCAAAGCCCGCAGGACCACGATCGCTGATCCGGCCACAGCCCGTCCCGCCGATCTCGTCCAGCGCCGCTTCGGACCACCAGCACCTAACCGGCTGTGGGTAGCAGACCTCACCTATGTGTCGACCTGGGCAGGGTTCGCCTACGTGGCCTTTGTCACCGACGCCTACGCTCGCAGGATCC | [8 empty] | Mycobacterium tuberculosis confirmed.
pncA | SNP | resistance type | pncA | 2289321 | 2288496 |  |  | GGCGTCATGGACCCTATATCTGTGGCTGCCGCGTCGGTAGGCAAACTGCCCGGGCAGTCGCCCGAACGTATGGTGGACGTATGCGGGCGTTGATCATCGTCGACGTGCAGAACGACTTCTGCGAGGGTGGCTCGCTGGCGGTAACCGGTGGCGCCGCGCTGGCCCGCGCCATCAGCGACTACCTGGCCGAAGCGGCGGACTACCATCACGTCGTGGCAACCAAGGACTTCCACATCGACCCGGGTGACCACTTCTCCGGCACACCGGACTATTCCTCGTCGTGGCCACCGCATTGCGTCAGCGGTACTCCCGGCGCGGACTTCCATCCCAGTCTGGACACGTCGGCAATCGAGGCGGTGTTCTACAAGGGTGCCTACACCGGAGCGTACAGCGGCTTCGAAGGAGTCGACGAGAACGGCACGCCACTGCTGAATTGGCTGCGGCAACGCGGCGTCGATGAGGTCGATGTGGTCGGTATTGCCACCGATCATTGTGTGCGCCAGACGGCCGAGGACGCGGTACGCAATGGCTTGGCCACCAGGGTGCTGGTGGACCTGACAGCGGGTGTGTCGGCCGATACCACCGTCGCCGCGCTGGAGGAGATGCGCACCGCCAGCGTCGAGTTGGTTTGCAGCTCCTGATGGCACCGCCGAACCGGGATGAACTGTTGGCGGCGGTGGAGCGCTCGCCGCAAGCGGCCGCCGCGCACGACCGCGCCGGCTGGGTCGGGTTGTTCACCGGTGACGCGCGGGTCGAAGACCCGGTGGGTTCGCAGCCGCAGGTGGGGCATGAGGCCATCGGCCGCTTCTACGACACCTTCATCGGG |  | 0 | N | [5 empty] | pncA mutation present which may be associated with pyrazinamide resistance. | Pyrazinamide
ahpC | SNP | resistance type | ahpC | 2726084 | 2726366 |  |  | CGATGCCGATAAATATGGTGTGATATATCACCTTTGCCTGACAGCGACTTCACGGCACGATGGAATGTCGCAACCAAATGCATTGTCCGCTTTGATGATGAGGAGAGTCATGCCACTGCTAACCATTGGCGATCAATTCCCCGCCTACCAGCTCACCGCTCTCATCGGCGGTGACCTGTCCAAGGTCGACGCCAAGCAGCCCGGCGACTACTTCACCACTATCACCAGTGACGAACACCCAGGCAAGTGGCGGGTGGTGTTCTTTTGGCCGAAAGACTTCACG | -6T | 62 | G | T |  |  |  |  | ahpC -6 mutation present which is associated with isoniazid resistance. | Isoniazid
[9 empty] | -10A | 58 | C | A |  |  |  |  | ahpC -10 mutation present which is associated with isoniazid resistance. | Isoniazid
eis | SNP | resistance type | eis | 2714075 | 2716461 | Y |  | CTGACCACGCCGAAAAGCCCGTCAGCCTAGCGCCGGCCTAGCACGGCCTTCAGAACTCGAACGCGGTCTGGACGGGAACATCACTGGCAAACGCCGCGTCGAGTCGACGAAGCAGCTGGGAATCTTTGGTGCGCAACCGGTTAGCGGCGGCTAACGTCGAAGCGCGGTGCGCTCCAAGGTAAAGGCTGCCCAGTACGTCCCGATCCATTTCGATCTCGGCTGCCGCATCGGTCGGGGTACACCGCGCACGGCCGTCACCGATCTTGAGCGCGAACCGGCCGCCATCGGATACCTCGAGGACCGTGGAAAACTCGCCAACTTCGTGAGCGTAACCACGCGCCTCGAGTGCGGCCGGTACGTTCATGATGCGCAACCACAGGCCGTCCTGGCGCCAGGTAGTGCGGGCCAGTCGGGTATCGGTGAGCAGGTGGGGTAACGGGTCCTGTGGATGGGTGATGATGCTGATTCGCTCCATGGAGTCGAGGCCAATCAGGGCCCGCCACAACGCACAATGCGCATCTGCGGTTACCGCCCTGAGTTCGCTGACGCGCGCTAGCTTGAGATCGGTGCGATCCACCCGGTACAGCGCGTACCCGTCGGGATGCAGTAACGCGAACGATTCACGGTCTCCACCGGGCGCGGCTTTGCATTCTGCCAGCAGCTCGTCCCAGAGCACCTGCGGGCGTAGCAGCCCGCCCGGCACCTGCTGGCGCCATCGCTCGTAGATCGCCTCAAACTCGCCGCGATGCTCGGTGGGTCTGACCAACCGGACGCTGCTGCCACCTAGGCCGCCGCCCGGTGCGTCGGCGTGAAAGCGCGCGAAGCGTCGGTCGACCGTCAGCTCATGCAAGGTGGTAGCGGGCCCGTAGCCGAACCGGCCGTAGATGCCGCCCTCGCTAGCATGCAGTGCCGCGACCGGATAGCCGGAATCGGCTATGCGGCGGTGCAGTTCGGCGCACATCGCGCGCAGCAAGCCGCGCCGGCGATGCGTCGGCGCCACCGCGACGAAACTGAGACCGGCGGTCGGGAGCACCACTTCACCAGGCACCGTCAACCGCAGATCCATGTACAGCGCCATCCCGACCACCTCAGAACCCGGGCCGGCACCATCGCGGACCACCACCGCTCCGTCGGTGGGCACCAGGGTCCGCCAGGCGGTCGCTGATTCAGGGCCGATGAAATCGGTGAAACTGGCCGCGGCCAGTAGGAACATCCCCGGCCAGTCGTCCTCGGTCGGGCTACACAGGGTCACAGTCACAGAATCCGACTGTGGCATATGCCGCGGCCACGTGCACGTGAATATTACGACGACAGTGTCTGGCAAAGGATCACGCGATGCGGGTAGCCCCGCCAGCGTGACGCCACTGCGAGAATCAGCGACGAATTTCGCCGTGACGTTACGCTGGCGGCGACGCTCCCACGTCGACGCATACCCCGACGGCTCCGGCACCGACGTGCAGAGCAAGTACCGGTCCCATGGCGGTCACCATGGCCGGCTCACACGCCGGCAGCCGCTCCGCCAGCGCCGCCGCCACGTCGTTCGCAGCTGCCGGGTCGGCGACGTGATGCACCGCGAGAGCGGCGGGGCGGTCGCCGACAAGCTGGCAAACCCGGTCGATCATCACCGCCGTCGCGTTGCTCACAGTGCGAACCCGTTGGACCAGAACAAGTTTTCCGTCGTCGACTGACAGCAGCGGCTTGAGCGCCAGCGCGGTGCCCAACCATGCCTTGGCCCCACTGATGCGCCCGCTGCGGCGCAGATTGTCCAACCGCGCTACAGCGACGAACGCGTGAATCCGGCTTACCGCCGCAGCCGCTGCGCGCGCGACCGTATCCAGCTCATCGCCTGCGGCGGCTGCCCGCCCGGCCGCCAGTGCCGCGAAACCGACGCCCATCGCGGCCGACCTCGAGTCGATCACCCTAACGGCGGGACCTAGTTCCGCCGCGGTCAGCTCGGCGGCTCGAAAGGTACCCGACAGCGCCGACGAAATGTGCACCGCCACTACCCCGTCGCCGCCACTGTCCGCCAACGCCCGTTGGTAGGCGGCGGACAGCTCAACCGGGGTCGCCCCAGCGGTGGTGGCGTGGCGCTTGTGGATGTCATCGGGGATTTCGTCCACACCGTCGCGCAGGTCGAGGCCGTCAAGCAAGATATGCAGCGGGACCTGGCGGATCGACCACTGTTCGCGCAGGTCGGCCGGCAGTCGACACGACGTATCGGTCACCACCACAACGGTCACCGGCGCCGCTCTCCCCCGCAAGCGGGAGGTGCCCCCACCTCATCGCTTCGCTCTGCATCGTCGCCGGCGCGGGGCATGTCTCAGCCGCGCGATTTCTCGTTCGGCACCCCGGCTTCGGCCAGTGCCTTGAGCATCAGTTCGGCGACC | -10A | 1268 | C | T |  |  |  |  | eis -10 mutation present which is associated with kanamycin resistance. | Kanamycin
[9 empty] | -12T | 1270 | G | A |  |  |  |  | eis -12 mutation present which is associated with kanamycin resistance. | Kanamycin
[9 empty] | -14T | 1272 | G | A |  |  |  |  | eis -14 mutation present which is associated with kanamycin resistance. | Kanamycin
[9 empty] | -15G | 1273 | G | C |  |  |  |  | eis -15 mutation present which is associated with kanamycin resistance. | Kanamycin
[9 empty] | -37T | 1295 | C | A |  |  |  |  | eis -37 mutation present which is associated with kanamycin resistance. | Kanamycin
embB | SNP | resistance type | embB | 4247314 | 4247763 |  |  | GCTGATTCCGGCAAGCTGGCGCACCTTCACCCTGACCGACGCCGTGGTGATATTCGGCTTCCTGCTCTGGCATGTCATCGGCGCGAATTCGTCGGACGACGGCTACATCCTGGGCATGGCCCGAGTCGCCGACCACGCCGGCTACATGTCCAACTATTTCCGCTGGTTCGGCAGCCCGGAGGATCCCTTCGGCTGGTATTACAACCTGCTGGCGCTGATGACCCATGTCAGCGACGCCAGTCTGTGGATGCGCCTGCCAGACCTGGCCGCCGGGCTAGTGTGCTGGCTGCTGCTGTCGCGTGAGGTGCTGCCCCGCCTCGGGCCGGCGGTGGAGGCCAGCAAACCCGCCTACTGGGCGGCGGCCATGGTCTTGCTGACCGCGTGGATGCCGTTCAACAACGGCCTGCGGCCGGAGGGCATCATCGCGCTCGGCTCGCTGGTCACCTATGT |  | 0 | N | [5 empty] | embB mutation present which may be associated with ethambutal resistance | Ethambutal
gyrA | ROI | resistance type | gyrA | 6463 | 8696 |  |  | CAAGGCTGTGTCCTCGGCGCAAGCCCGTATCGCGGCACGTAAGGCACGAGAGTTGGTGCGGCGTAAGAGCGCCACCGACATCGGTGGATTGCCCGGCAAGCTGGCCGATTGCCGTTCCACGGATCCGCGCAAGTCCGAACTGTATGTCGTAGAAGGTGACTCGGCCGGCGGTTCTGCAAAAAGCGGTCGCGATTCGATGTTCCAGGCGATACTTCCGCTGCGCGGCAAGATCATCAATGTGGAGAAAGCGCGCATCGACCGGGTGCTAAAGAACACCGAAGTTCAGGCGATCATCACGGCGCTGGGCACCGGGATCCACGACGAGTTCGATATCGGCAAGCTGCGCTACCACAAGATCGTGCTGATGGCCGACGCCGATGTTGACGGCCAACATATTTCCACGCTGTTGTTGACGTTGTTGTTCCGGTTCATGCGGCCGCTCATCGAGAACGGGCATGTGTTTTTGGCACAACCGCCGCTGTACAAACTCAAGTGGCAGCGCAGTGACCCGGAATTCGCATACTCCGACCGCGAGCGCGACGGTCTGCTGGAGGCGGGGCTGAAGGCCGGGAAGAAGATCAACAAGGAAGACGGCATTCAGCGGTACAAGGGTCTAGGTGAAATGGACGCTAAGGAGTTGTGGGAGACCACCATGGATCCCTCGGTTCGTGTGTTGCGTCAAGTGACGCTGGACGACGCCGCCGCCGCCGACGAGTTGTTCTCCATCCTGATGGGCGAGGACGTCGACGCGCGGCGCAGCTTTATCACCCGCAACGCCAAGGATGTTCGGTTCCTGGATGTCTAACGCAACCCTGCGTTCGATTGCAAACGAGGAATAGATGACAGACACGACGTTGCCGCCTGACGACTCGCTCGACCGGATCGAACCGGTTGACATCGAGCAGGAGATGCAGCGCAGCTACATCGACTATGCGATGAGCGTGATCGTCGGCCGCGCGCTGCCGGAGGTGCGCGACGGGCTCAAGCCCGTGCATCGCCGGGTGCTCTATGCAATGTTCGATTCCGGCTTCCGCCCGGACCGCAGCCACGCCAAGTCGGCCCGGTCGGTTGCCGAGACCATGGGCAACTACCACCCGCACGGCGACGCGTCGATCTACGACAGCCTGGTGCGCATGGCCCAGCCCTGGTCGCTGCGCTACCCGCTGGTGGACGGCCAGGGCAACTTCGGCTCGCCAGGCAATGACCCACCGGCGGCGATGAGGTACACCGAAGCCCGGCTGACCCCGTTGGCGATGGAGATGCTGAGGGAAATCGACGAGGAGACAGTCGATTTCATCCCTAACTACGACGGCCGGGTGCAAGAGCCGACGGTGCTACCCAGCCGGTTCCCCAACCTGCTGGCCAACGGGTCAGGCGGCATCGCGGTCGGCATGGCAACCAATATCCCGCCGCACAACCTGCGTGAGCTGGCCGACGCGGTGTTCTGGGCGCTGGAGAATCACGACGCCGACGAAGAGGAGACCCTGGCCGCGGTCATGGGGCGGGTTAAAGGCCCGGACTTCCCGACCGCCGGACTGATCGTCGGATCCCAGGGCACCGCTGATGCCTACAAAACTGGCCGCGGCTCCATTCGAATGCGCGGAGTTGTTGAGGTAGAAGAGGATTCCCGCGGTCGTACCTCGCTGGTGATCACCGAGTTGCCGTATCAGGTCAACCACGACAACTTCATCACTTCGATCGCCGAACAGGTCCGAGACGGCAAGCTGGCCGGCATTTCCAACATTGAGGACCAGTCTAGCGATCGGGTCGGTTTACGCATCGTCATCGAGATCAAGCGCGATGCGGTGGCCAAGGTGGTGATCAATAACCTTTACAAGCACACCCAGCTGCAGACCAGCTTTGGCGCCAACATGCTAGCGATCGTCGACGGGGTGCCGCGCACGCTGCGGCTGGACCAGCTGATCCGCTATTACGTTGACCACCAACTCGACGTCATTGTGCGGCGCACCACCTACCGGCTGCGCAAGGCAAACGAGCGAGCCCACATTCTGCGCGGCCTGGTTAAAGCGCTCGACGCGCTGGACGAGGTCATTGCACTGATCCGGGCGTCGGAGACCGTCGATATCGCCCGGGCCGGACTGATCGAGCTGCTCGACATCGACGAGATCCAGGCCCAGGCAATCCTGGACATGCAGTTGCGGCGCCTGGCCGCACTGGAACGCCAGCGCATCATCGACGACCTGGCCAAAATCGAGGCCGAGATCGCCGATCTG |  |  |  |  | 88 | 1101-1103 | GGC | GCC,GTG,TGC | gyrA 88 mutation present which is associated with resistance to quinolones, but Moxifloxacin may still have clinical activity. Testing for MOX MIC is recommended. | Quinolones
[13 empty] | 90 | 1107-1109 | GCG | GTG | gyrA 90 mutation present which is associated with resistance to quinolones, but Moxifloxacin may still have clinical activity. Testing for MOX MIC is recommended. | Quinolones
[13 empty] | 91 | 1110-1112 | TCG | CCG | gyrA 91 mutation present which is associated with resistance to quinolones, but Moxifloxacin may still have clinical activity. Testing for MOX MIC is recommended. | Quinolones
[13 empty] | 94 | 1119-1121 | GAC | GGC,AAC,CAC,GCC,TAC | gyrA 94 mutation present which is associated with resistance to quinolones, but Moxifloxacin may still have clinical activity. Testing for MOX MIC is recommended. | Quinolones
inhA | SNP | resistance type | inhA | 1672283 | 1674622 |  |  | ATCAAGGGTGACGCCAGCGTCGGCTGGTTGCGGTTGGGTGCGCTGGCGCTGGCGTTGGCGGCGCTAGCGGCGCTGCTCATCAACCGGCGGTTGCCGACTTAGCTTCTCCCGCGGCCCCGGCAGCCCGCGAGCGTAACCTGGCTGCGATTTCCGGCGCGGATTTTCGCAGTGCGGTTACGCTCGGAAAGCGCGGGCCTCGCCCACGCGGCGGATGATGTCAGCGGGGTGGTCCTCGGCGACGACCCGGACCACGATCCACCCGTAGCGGTGCTGGACTTTCTCGTGCCGGAGGATGTCTTTCCGGTAGTGGTAGCGACTGGTCAGATGGTGGTCGCCGTCATACTCGGCCGCGACCTTGATGTCTTGCCAGCCCATATCCAAATGGGCTTCCGCCCAGCCCCATTCGTTGCGCACCGCGATCTGCGTCTGGGGGCGCGGAAAGCCGGCGCGGATCAACAACAAGCGCAGCCAGGTTTCCTTGGGGGACTGGGCACCGCCGTCGACGAGGTCCAGAGCGGCTCTTGCGGCCTTCATGCCACGGCGGCCCCGATAGCGCTCGATCAGCGGCTCGACGTCGGCCACCTTCAAATCGGTGGCCTGTATCAGGGCGTCGACGGCCGCGACGGCGGGGTCCAATGGAAATCGACTGGTCAGGTCGAGCGCCGTTCGCTCCGGTGTGGTCACGCGCATGCCCTCGATGACGCAGATCTCGTCGGGCTCGATGCGCTCTTCCCAGACTTGCAGCCCCGGGGCACGGCGGCGGTTGGTGTCGATGATCGCGGCGGGAAGATCCGCGTCGATCCACTTGGCGCCATGGAAGGCAGAAGCCGAGTAGCCGGCCAGCACGCCGCGGCGGCGCGAGCGCAGCCACAGCGCTTTTGCACGCAATTGCGCGGTCAGTTCCACACCCTGCGGCACGTACACGTCTTTATGTAGCGCGACATACCTGCTGCGCAATTCGTAGGGCGTCAATACACCCGCAGCCAGGGCCTCGCTGCCCAGAAAGGGATCCGTCATGGTCGAAGTGTGCTGAGTCACACCGACAAACGTCACGAGCGTAACCCCAGTGCGAAAGTTCCCGCCGGAAATCGCAGCCACGTTACGCTCGTGGACATACCGATTTCGGCCCGGCCGCGGCGAGACGATAGGTTGTCGGGGTGACTGCCACAGCCACTGAAGGGGCCAAACCCCCATTCGTATCCCGTTCAGTCCTGGTTACCGGAGGAAACCGGGGGATCGGGCTGGCGATCGCACAGCGGCTGGCTGCCGACGGCCACAAGGTGGCCGTCACCCACCGTGGATCCGGAGCGCCAAAGGGGCTGTTTGGCGTCGAATGTGACGTCACCGACAGCGACGCCGTCGATCGCGCCTTCACGGCGGTAGAAGAGCACCAGGGTCCGGTCGAGGTGCTGGTGTCCAACGCCGGCCTATCCGCGGACGCATTCCTCATGCGGATGACCGAGGAAAAGTTCGAGAAGGTCATCAACGCCAACCTCACCGGGGCGTTCCGGGTGGCTCAACGGGCATCGCGCAGCATGCAGCGCAACAAATTCGGTCGAATGATATTCATAGGTTCGGTCTCCGGCAGCTGGGGCATCGGCAACCAGGCCAACTACGCAGCCTCCAAGGCCGGAGTGATTGGCATGGCCCGCTCGATCGCCCGCGAGCTGTCGAAGGCAAACGTGACCGCGAATGTGGTGGCCCCGGGCTACATCGACACCGATATGACCCGCGCGCTGGATGAGCGGATTCAGCAGGGGGCGCTGCAATTTATCCCAGCGAAGCGGGTCGGCACCCCCGCCGAGGTCGCCGGGGTGGTCAGCTTCCTGGCTTCCGAGGATGCGAGCTATATCTCCGGTGCGGTCATCCCGGTCGACGGCGGCATGGGTATGGGCCACTGACACAACACAAGGACGCACATGACAGGACTGCTGGACGGCAAACGGATTCTGGTTAGCGGAATCATCACCGACTCGTCGATCGCGTTTCACATCGCACGGGTAGCCCAGGAGCAGGGCGCCCAGCTGGTGCTCACCGGGTTCGACCGGCTGCGGCTGATTCAGCGCATCACCGACCGGCTGCCGGCAAAGGCCCCGCTGCTCGAACTCGACGTGCAAAACGAGGAGCACCTGGCCAGCTTGGCCGGCCGGGTGACCGAGGCGATCGGGGCGGGCAACAAGCTCGACGGGGTGGTGCATTCGATTGGGTTCATGCCGCAGACCGGGATGGGCATCAACCCGTTCTTCGACGCGCCCTACGCGGATGTGTCCAAGGGCATCCACATCTCGGCGTATTCGTATGCTTCGATGGCCAAGGCGCTGCTGCCGATCATGAACCCCG | -8A | 1150 | T | A |  |  |  |  | inhA -8 mutation present which is associated with isoniazid resistance. | Isoniazid
[9 empty] | -8C | 1150 | T | C |  |  |  |  | inhA -8 mutation present which is associated with isoniazid resistance. | Isoniazid
[9 empty] | -8G | 1150 | T | G |  |  |  |  | inhA -8 mutation present which is associated with isoniazid resistance. | Isoniazid
[9 empty] | -15T | 1143 | C | T |  |  |  |  | inhA -15 mutation present which is associated with isoniazid resistance. | Isoniazid
[9 empty] | -17T | 1141 | G | T |  |  |  |  | inhA -17 mutation present which is associated with isoniazid resistance. | Isoniazid
katG | ROI | resistance type | katG | 2154075 | 2156344 | Y |  | CTGGTAGGTCCCGTCATCTGCTGGCGAGGGCTCCCAGGTGATACCCATGTCGAGCAGGTTCACGAAGAAGTCGTTGGTCAGTGACTCGGAGGCCTCGGTGAACACGCCCAGCGGTAAGCGCTTGTAGTTTGCGCCGAGGACGCGCAGGCCACCTACCAGCACCGTCATCTCAGGGGCACTGAGCGTAAGCAGGTTCGCCTTGTCGAGCAGCATGTACTCGGCCGGCAACGGGTTGCCCTTTCCGAGGTAGTTTCGGAAGCCATCTGCCTTGGGCTCCAGCACGGCAAAGGATTCCACGTCGGTTTGTTCCTGCGACGCATCCGTGCGGCCCGGGGTGAAGGGCACCGTGATGTTGTGGCCAGCCGCCTTTGCTGCTTTCTCTATGGCGGCACAGCCACCGAGCACGACGAGGTCGGCGAAGGACACTTTGATGTTCCCCGGCGCCGCGGAGTTGAATGACTCCTGGATCTCTTCCAGGGTGCGAATGACCTTGCGCAGATCCCCGTCGGGGTCGTTGACCTCCCACCCGACTTGTGGCTGCAGGCGGATGCGACCACCGTTGGCGCCGCCGCGCTTGTCGCTACCACGGAACGACGACGCCGCCGCCCATGCGGTCGAAACTAGCTGTGAGACAGTCAATCCCGATGCCCGGATCTGGCTCTTAAGGCTGGCAATCTCGGCTTCGCCGACGAGGTCGTGGCTGACCGCAGGGACCGGATCCTGCCACAGCAGGGTCTGCTTGGGGACCAGCGGCCCAAGGTATCTCGCAACGGGACCCATGTCTCGGTGGATCAGCTTGTACCAGGCCTTGGCGAACTCGTCGGCCAATTCCTCGGGGTGTTCCAGCCAGCGACGCGTGATCCGCTCATAGATCGGATCCACCCGCAGCGAGAGGTCAGTGGCCAGCATCGTCGGGGAGCGCCCTGGCCCGCCGAACGGGTCCGGGATGGTGCCGGCACCGGCGCCGTCCTTGGCGGTGTATTGCCAAGCGCCAGCAGGGCTCTTCGTCAGCTCCCACTCGTAGCCGTACAGGATCTCGAGGAAACTGTTGTCCCATTTCGTCGGGGTGTTCGTCCATACGACCTCGATGCCGCTGGTGATCGCGTCCTTACCGGTTCCGGTGCCATACGAGCTCTTCCAGCCCAAGCCCATCTGCTCCAGCGGAGCAGCCTCGGGTTCGGGGCCGACCAGATCGGCCGGGCCGGCGCCATGGGTCTTACCGAAAGTGTGACCGCCGACGATCAGCGCCGCTGTTTCGACGTCGTTCATGGCCATGCGCCGAAACGTCTCGCGAATGTCGACCGCCGCGGCCATGGGGTCCGGGTTGCCGTTCGGCCCCTCCGGGTTCACGTAGATCAGCCCCATCTGCACCGCGGCCAGCGGGTTCTCCAGATCCCGCTTACCGCTGTAACGCTCATCGCCGAGCCAGGTGGCTTCCTTGCCCCAATAGACCTCATCGGGCTCCCACTGGTCGACCCGGCCGAAGCCGAACCCGAACGTCTTGAAGCCCATCGATTCCAGCGCGCAGTTGCCGGCGAAAACAATCAGGTCCGCCCATGAGAGCTTCTTGCCGTACTTCTTCTTGACCGGCCACAGCAGCCGGCGCGCCTTGTCCAAGCTGGCGTTGTCGGGCCAGCTGTTAAGCGGCGCGAACCGCTGCATGCCGCCCCCGGCGCCGCCGCGGCCGTCGTGGATGCGGTAGGTGCCGGCAGCGTGCCACGCCATCCGGATAAACAGCGGCCCGTAGTGGCCGTAGTCGGCGGGCCACCACGGCTGCGAGGTGGTCATCACTTCCTCGATGTCCCGCGTCAGGGCGTCAACGTCGATGGTCGCGACCTCCGCGGCATAGTCGAACGCCGCACCCATCGGGTCAGCGACGGCCGGGTTTTGGTGCAGTACCTTCAGATTGAGCCGGTTGGGCCACCAGTCCTGGTTTCCGCCGCCCTCGACGGGGTATTTCATATGACCCACGACGGGACAGCCGTTGCTAGCGGCTCCGGTGGTGGTTTCTGTAATGGGTGGGTGTTGCTCGGGCACAGCATTCCTTCCAGGAGTTGGTGTTATCGGGCTGTGATCACGGATGTGATCGCGAAGTGTCGGATATCGAACAATCAGGACATAGACCCCAGTAGATGACCTCCGCCTCGTCCAACAGGAAGCCGTTATGGTCCGAGGCCGTCAGACAGGGTGCCTCGCCAACAGCACAGTCGACATCGGCGATAACCCCGCAAGACCGGCAGACGATGTGATGGTGGTTGTCGCCGACCCTG |  |  |  |  | 315 | 1093-1095 | AGC | ACC,AAC,ACA,AGA | katG 315 mutation present which is associated with isoniazid resistance. | Isoniazid
rpoB | ROI | resistance type | rpoB | 760012 | 762226 |  |  | CCGAGCGGGGTGATGTCAACCCAGTGGGTGGCCTGGAAGAGGTGCTCTACGAGCTGTCTCCGATCGAGGACTTCTCCGGGTCGATGTCGTTGTCGTTCTCTGACCCTCGTTTCGACGATGTCAAGGCACCCGTCGACGAGTGCAAAGACAAGGACATGACGTACGCGGCTCCACTGTTCGTCACCGCCGAGTTCATCAACAACAACACCGGTGAGATCAAGAGTCAGACGGTGTTCATGGGTGACTTCCCGATGATGACCGAGAAGGGCACGTTCATCATCAACGGGACCGAGCGTGTGGTGGTCAGCCAGCTGGTGCGGTCGCCCGGGGTGTACTTCGACGAGACCATTGACAAGTCCACCGACAAGACGCTGCACAGCGTCAAGGTGATCCCGAGCCGCGGCGCGTGGCTCGAGTTTGACGTCGACAAGCGCGACACCGTCGGCGTGCGCATCGACCGCAAACGCCGGCAACCGGTCACCGTGCTGCTCAAGGCGCTGGGCTGGACCAGCGAGCAGATTGTCGAGCGGTTCGGGTTCTCCGAGATCATGCGATCGACGCTGGAGAAGGACAACACCGTCGGCACCGACGAGGCGCTGTTGGACATCTACCGCAAGCTGCGTCCGGGCGAGCCCCCGACCAAAGAGTCAGCGCAGACGCTGTTGGAAAACTTGTTCTTCAAGGAGAAGCGCTACGACCTGGCCCGCGTCGGTCGCTATAAGGTCAACAAGAAGCTCGGGCTGCATGTCGGCGAGCCCATCACGTCGTCGACGCTGACCGAAGAAGACGTCGTGGCCACCATCGAATATCTGGTCCGCTTGCACGAGGGTCAGACCACGATGACCGTTCCGGGCGGCGTCGAGGTGCCGGTGGAAACCGACGACATCGACCACTTCGGCAACCGCCGCCTGCGTACGGTCGGCGAGCTGATCCAAAACCAGATCCGGGTCGGCATGTCGCGGATGGAGCGGGTGGTCCGGGAGCGGATGACCACCCAGGACGTGGAGGCGATCACACCGCAGACGTTGATCAACATCCGGCCGGTGGTCGCCGCGATCAAGGAGTTCTTCGGCACCAGCCAGCTGAGCCAATTCATGGACCAGAACAACCCGCTGTCGGGGTTGACCCACAAGCGCCGACTGTCGGCGCTGGGGCCCGGCGGTCTGTCACGTGAGCGTGCCGGGCTGGAGGTCCGCGACGTGCACCCGTCGCACTACGGCCGGATGTGCCCGATCGAAACCCCTGAGGGGCCCAACATCGGTCTGATCGGCTCGCTGTCGGTGTACGCGCGGGTCAACCCGTTCGGGTTCATCGAAACGCCGTACCGCAAGGTGGTCGACGGCGTGGTTAGCGACGAGATCGTGTACCTGACCGCCGACGAGGAGGACCGCCACGTGGTGGCACAGGCCAATTCGCCGATCGATGCGGACGGTCGCTTCGTCGAGCCGCGCGTGCTGGTCCGCCGCAAGGCGGGCGAGGTGGAGTACGTGCCCTCGTCTGAGGTGGACTACATGGACGTCTCGCCCCGCCAGATGGTGTCGGTGGCCACCGCGATGATTCCCTTCCTGGAGCACGACGACGCCAACCGTGCCCTCATGGGGGCAAACATGCAGCGCCAGGCGGTGCCGCTGGTCCGTAGCGAGGCCCCGCTGGTGGGCACCGGGATGGAGCTGCGCGCGGCGATCGACGCCGGCGACGTCGTCGTCGCCGAAGAAAGCGGCGTCATCGAGGAGGTGTCGGCCGACTACATCACTGTGATGCACGACAACGGCACCCGGCGTACCTACCGGATGCGCAAGTTTGCCCGGTCCAACCACGGCACTTGCGCCAACCAGTGCCCCATCGTGGACGCGGGCGACCGAGTCGAGGCCGGTCAGGTGATCGCCGACGGTCCCTGTACTGACGACGGCGAGATGGCGCTGGGCAAGAACCTGCTGGTGGCCATCATGCCGTGGGAGGGCCACAACTACGAGGACGCGATCATCCTGTCCAACCGCCTGGTCGAAGAGGACGTGCTCACCTCGATCCACATCGAGGAGCATGAGATCGATGCTCGCGACACCAAGCTGGGTGCGGAGGAGATCACCCGCGACATCCCGAACATCTCCGACGAGGTGCTCGCCGACCTGGATGAGCGGGGCATCGTGCGCATCGGTGCCGAGGTTCGCGACGGGGACATCCTGGTCGGCAAGGTCACCCCGAAGGGTGAGACCGA |  |  |  |  | 513 | 1089-1091 | CAA | AAA,CTA | rpoB 513 mutation present which is associated with rifampin resistance. | Rifampin
[13 empty] | 516 | 1098-1100 | GAC | TAC,GTC,GGC | rpoB 516 mutation present which is associated with rifampin resistance. | Rifampin
[13 empty] | 522 | 1116-1118 | TCG | TTG | rpoB 522 mutation present which is associated with rifampin resistance. | Rifampin
[13 empty] | 526 | 1128-1130 | CAC | GAC,TAC,CGC,CTC,AAC,TGC | rpoB 526 mutation present which is associated with rifampin resistance. | Rifampin
[13 empty] | 531 | 1143-1145 | TCG | TTG,TGG | rpoB 531 mutation present which is associated with rifampin resistance. | Rifampin
[13 empty] | 533 | 1149-1151 | CTG | CCG | rpoB 533 mutation present which is associated with rifampin resistance. | Rifampin
rrs | SNP | resistance type | rrs | 1472184 | 1474399 |  |  | TCCTACGGGAGGCAGCAGTGGGGAATATTGCACAATGGGCGCAAGCCTGATGCAGCGACGCCGCGTGGGGGATGACGGCCTTCGGGTTGTAAACCTCTTTCACCATCGACGAAGGTCCGGGTTCTCTCGGATTGACGGTAGGTGGAGAAGAAGCACCGGCCAACTACGTGCCAGCAGCCGCGGTAATACGTAGGGTGCGAGCGTTGTCCGGAATTACTGGGCGTAAAGAGCTCGTAGGTGGTTTGTCGCGTTGTTCGTGAAATCTCACGGCTTAACTGTGAGCGTGCGGGCGATACGGGCAGACTAGAGTACTGCAGGGGAGACTGGAATTCCTGGTGTAGCGGTGGAATGCGCAGATATCAGGAGGAACACCGGTGGCGAAGGCGGGTCTCTGGGCAGTAACTGACGCTGAGGAGCGAAAGCGTGGGGAGCGAACAGGATTAGATACCCTGGTAGTCCACGCCGTAAACGGTGGGTACTAGGTGTGGGTTTCCTTCCTTGGGATCCGTGCCGTAGCTAACGCATTAAGTACCCCGCCTGGGGAGTACGGCCGCAAGGCTAAAACTCAAAGGAATTGACGGGGGCCCGCACAAGCGGCGGAGCATGTGGATTAATTCGATGCAACGCGAAGAACCTTACCTGGGTTTGACATGCACAGGACGCGTCTAGAGATAGGCGTTCCCTTGTGGCCTGTGTGCAGGTGGTGCATGGCTGTCGTCAGCTCGTGTCGTGAGATGTTGGGTTAAGTCCCGCAACGAGCGCAACCCTTGTCTCATGTTGCCAGCACGTAATGGTGGGGACTCGTGAGAGACTGCCGGGGTCAACTCGGAGGAAGGTGGGGATGACGTCAAGTCATCATGCCCCTTATGTCCAGGGCTTCACACATGCTACAATGGCCGGTACAAAGGGCTGCGATGCCGCGAGGTTAAGCGAATCCTTAAAAGCCGGTCTCAGTTCGGATCGGGGTCTGCAACTCGACCCCGTGAAGTCGGAGTCGCTAGTAATCGCAGATCAGCAACGCTGCGGTGAATACGTTCCCGGGCCTTGTACACACCGCCCGTCACGTCATGAAAGTCGGTAACACCCGAAGCCAGTGGCCTAACCCTCGGGAGGGAGCTGTCGAAGGTGGGATCGGCGATTGGGACGAAGTCGTAACAAGGTAGCCGTACCGGAAGGTGCGGCTGGATCACCTCCTTTCTAAGGAGCACCACGAAAACGCCCCAACTGGTGGGGCGTAGGCCGTGAGGGGTTCTTGTCTGTAGTGGGCGAGAGCCGGGTGCATGACAACAAAGTTGGCCACCAACACACTGTTGGGTCCTGAGGCAACACTCGGACTTGTTCCAGGTGTTGTCCCACCGCCTTGGTGGTGGGGTGTGGTGTTTGAGAACTGGATAGTGGTTGCGAGCATCAATGGATACGCTGCCGGCTAGCGGTGGCGTGTTCTTTGTGCAATATTCTTTGGTTTTTGTTGTGTTTGTAAGTGTCTAAGGGCGCATGGTGGATGCCTTGGCATCGAGAGCCGATGAAGGACGTGGGAGGCTGCGATATGCCTCGGGGAGCTGTCAACCGAGCGTGGATCCGAGGATTTCCGAATGGGGAAACCCAGCACGAGTGATGTCGTGCTACCCGCATCTGAATATATAGGGTGCGGGAGGGAACGCGGGGAAGTGAAACATCTCAGTACCCGTAGGAGGAGAAAACAATTGTGATTCCGCAAGTAGTGGCGAGCGAACGCGGAACAGGCTAAACCGCACGCATGGGTAACCGGGTAGGGGTTGTGTGTGCGGGGTTGTGGGAGGATATGTCTCAGCGCTACCCGGCTGAGAGGCAGTCAGAAAGTGTCGTGGTTAGCGGAAGTGGCCTGGGATGGTCTGCCGTAGACGGTGAGAGCCCGGTACGCGAAAACCCGGCACCTGCCTAGTATCAATTCCCGAGTAGCAGCGGGCCCGTGGAATCCGCTGTGAATCCGCCGGGACCACCCGGTAAGCCTAAATACTCCTCGATGACCGATAGCGGATTAGTACCGTGAGGGAATGGTGAAAAGTACCCCGGGAGGGGAGTGAAAGAGTACCTGAAACCGTGTGCCTACAATCCGTCAGAGCCTCCTTTTCCTCTCCGGAGGAGGGTGGTGATGGCGTGCCTTTTGAAGAATGAGCCTGCGAGTCAGGGACATGTCGCAAGGTTAACCCGTGTGGGGTAGCCGCAGCGAAAGCGAG | 1401G | 1063 | A | G |  |  |  |  | rrs 1401 mutation present which is associated with kanamycin, capreomycin, and amikacin resistance. Specificity for Capreomycin is about 96%, 3-4% of isolates with this mutation may be sensitive to CAP. | Kanamycin, Capreomycin, Amikacin
[9 empty] | 1402T | 1064 | C | T |  |  |  |  | rrs 1402 mutation present which is associated with capreomycin resistance. | Capreomycin
[9 empty] | 1484T | 1146 | G | T |  |  |  |  | rrs 1484 mutation present which is associated with capreomycin and amikacin resistance. | Capreomycin, Amikacin

## New_Set
Assay |  | Target |  |  |  |  | Amplicon |  | SNPs |  |  |  | ROIs |  |  |  | Significance |  | presence/absence | SNP | gene variant | ROI | mixed
Assay Name | Assay Type | Target Function | Target Gene | Start Position | End Position | Reverse Strand? | Variant Name | Sequence | Name | Position | Reference | Variant | Name | Positions | AA/NT Sequence | Mutations | Message | Resistance | species ID | strain ID | resistance type | virulence factor
eis | SNP | resistance type | eis | -124 | 240 |  |  | CGTCGCTGATTCTCGCAGTGGCGTCACGCTGGCGGGGCTACCCGCATCGCGTGATCCTTTGCCAGACACTGTCGTCGTAATATTCACGTGCACGTGGCCGCGGCATATGCCACAGTCGGATTCTGTGACTGTGACCCTGTGTAGCCCGACCGAGGACGACTGGCCGGGGATGTTCCTACTGGCCGCGGCCAGTTTCACCGATTTCATCGGCCCTGAATCAGCGACCGCCTGGCGGACCCTGGTGCCCACCGACGGAGCGGTGGTGGTCCGCGATGGTGCCGGCCCGGGTTCTGAGGTGGTCGGGATGGCGCTGTACATGGATCTGCGGTTGACGGTGCCTGGTGAAGTGGTGCTCCCGACCGCC | -10A | 115 | G | A |  |  |  |  | eis -10A mutation present which is associated with kanamycin resistance. High-confidence mutation in Miotto et al. 2017. | Kanamycin
[9 empty] | -10C | 115 | G | C |  |  |  |  | eis -10C mutation present which is associated with unknown resistance. Not mentioned in Miotto et al. 2017.
[9 empty] | -12T | 113 | C | T |  |  |  |  | eis -12T mutation present which is associated with kanamycin resistance. Minimal-confidence mutation in Miotto et al. 2017. | Kanamycin
[9 empty] | -14T | 111 | C | T |  |  |  |  | eis -14T mutation present which is associated with kanamycin resistance. High-confidence mutation in Miotto et al. 2017. | Kanamycin
[9 empty] | -37T | 88 | G | T |  |  |  |  | eis -37 mutation present which is associated with kanamycin resistance. Minimal-confidence mutation in Miotto et al. 2017 when alone, but high-confidence when present with rrs c517t. | Kanamycin
[9 empty] | -43T | 82 | A | T |  |  |  |  | eis -43 mutation present which is associated with unknown resistance. Not mentioned in Miotto et al. 2017.
gyrA | ROI | resistance type | gyrA | 85 | 550 |  |  | ATCGACTATGCGATGAGCGTGATCGTCGGCCGCGCGCTGCCGGAGGTGCGCGACGGGCTCAAGCCCGTGCATCGCCGGGTGCTCTATGCAATGTTCGATTCCGGCTTCCGCCCGGACCGCAGCCACGCCAAGTCGGCCCGGTCGGTTGCCGAGACCATGGGCAACTACCACCCGCACGGCGACGCGTCGATCTACGACAGCCTGGTGCGCATGGCCCAGCCCTGGTCGCTGCGCTACCCGCTGGTGGACGGCCAGGGCAACTTCGGCTCGCCAGGCAATGACCCACCGGCGGCGATGAGGTACACCGAAGCCCGGCTGACCCCGTTGGCGATGGAGATGCTGAGGGAAATCGACGAGGAGACAGTCGATTTCATCCCTAACTACGACGGCCGGGTGCAAGAGCCGACGGTGCTACCCAGCCGGTTCCCCAACCTGCTGGCCAACGGGTCAGGCGGCATCGCGGTCG |  |  |  |  | 88 | 178-180 | GGC | GCC,TGC | gyrA 88 mutation present which is associated with resistance to quinolones, but Moxifloxacin may still have clinical activity with 88GCC (Miotto et al. 2017). | Quinolones, LEVO
[13 empty] | 89 | 181-183 | GAC | AAT, AAC | gyrA 89 mutation present which is associated with resistance to quinolones, but Moxifloxacin may still have clinical activity (Miotto et al. 2017). | Quinolones, LEVO
[13 empty] | 90 | 184-186 | GCG | GTG | gyrA 90 mutation present which is associated with resistance to quinolones (Miotto et al. 2017). | Quinolones, LEVO
[13 empty] | 91 | 187-189 | TCG | CCG | gyrA 91 mutation present which is associated with resistance to quinolones (Miotto et al. 2017). | Quinolones, LEVO
[13 empty] | 94 | 196-198 | GAC | GGC,AAC,CAC,GCC,TAC | gyrA 94 mutation present which is associated with resistance to quinolones, but Moxifloxacin may still have clinical activity with 94CAC (Miotto et al. 2017). | Quinolones, LEVO
inhA | SNP | resistance type | inhA | -168 | 233 |  |  | CCTCGCTGCCCAGAAAGGGATCCGTCATGGTCGAAGTGTGCTGAGTCACACCGACAAACGTCACGAGCGTAACCCCAGTGCGAAAGTTCCCGCCGGAAATCGCAGCCACGTTACGCTCGTGGACATACCGATTTCGGCCCGGCCGCGGCGAGACGATAGGTTGTCGGGGTGACTGCCACAGCCACTGAAGGGGCCAAACCCCCATTCGTATCCCGTTCAGTCCTGGTTACCGGAGGAAACCGGGGGATCGGGCTGGCGATCGCACAGCGGCTGGCTGCCGACGGCCACAAGGTGGCCGTCACCCACCGTGGATCCGGAGCGCCAAAGGGGCTGTTTGGCGTCGAATGTGACGTCACCGACAGCGACGCCGTCGATCGCGCCTTCACGGCGGTAGAAGAGCA | -15T | 154 | C | T |  |  |  |  | inhA -15 mutation present which is associated with isoniazid resistance. High-confidence mutation in Miotto et al. 2017. | Isoniazid
katG | ROI | resistance type | katG | 730 | 1190 |  |  | GCGGCGGTCGACATTCGCGAGACGTTTCGGCGCATGGCCATGAACGACGTCGAAACAGCGGCGCTGATCGTCGGCGGTCACACTTTCGGTAAGACCCATGGCGCCGGCCCGGCCGATCTGGTCGGCCCCGAACCCGAGGCTGCTCCGCTGGAGCAGATGGGCTTGGGCTGGAAGAGCTCGTATGGCACCGGAACCGGTAAGGACGCGATCACCAGCGGCATCGAGGTCGTATGGACGAACACCCCGACGAAATGGGACAACAGTTTCCTCGAGATCCTGTACGGCTACGAGTGGGAGCTGACGAAGAGCCCTGCTGGCGCTTGGCAATACACCGCCAAGGACGGCGCCGGTGCCGGCACCATCCCGGACCCGTTCGGCGGGCCAGGGCGCTCCCCGACGATGCTGGCCACTGACCTCTCGCTGCGGGTGGATCCGATCTATGAGCGGATCACGCGTCGCTG |  |  |  |  | 315 | 214-216 | AGC | ACC,AAC,ACA,AGA | katG 315 mutation present which is associated with isoniazid resistance. All codons were high-confidence mutations except 315AGA, which was not reported in Miotto et al. 2017 | Isoniazid
rpoB | ROI | resistance type | rpoB | 1160 | 1580 |  |  | ACCAGATCCGGGTCGGCATGTCGCGGATGGAGCGGGTGGTCCGGGAGCGGATGACCACCCAGGACGTGGAGGCGATCACACCGCAGACGTTGATCAACATCCGGCCGGTGGTCGCCGCGATCAAGGAGTTCTTCGGCACCAGCCAGCTGAGCCAATTCATGGACCAGAACAACCCGCTGTCGGGGTTGACCCACAAGCGCCGACTGTCGGCGCTGGGGCCCGGCGGTCTGTCACGTGAGCGTGCCGGGCTGGAGGTCCGCGACGTGCACCCGTCGCACTACGGCCGGATGTGCCCGATCGAAACCCCTGAGGGGCCCAACATCGGTCTGATCGGCTCGCTGTCGGTGTACGCGCGGGTCAACCCGTTCGGGTTCATCGAAACGCCGTACCGCAAGGTGGTCGACGGCGTGGTTAGCGACGA |  |  |  |  | 513 | 153-155 | CAA | AAA,CTA,CCA | rpoB 513 mutation present which is associated with rifampin resistance. High-confidence mutations in Miotto et al. 2017. | Rifampin
[13 empty] | 516 | 162-164 | GAC | TAC,GTC,GGC,TTC | rpoB 516 mutation present which is associated with rifampin resistance. High-confidence mutations in Miotto et al. 2017. | Rifampin
[13 empty] | 522 | 180-182 | TCG | TTG,CAG | rpoB 522 mutation present which is associated with rifampin resistance (Miotto et al. 2017). | Rifampin
[13 empty] | 526 | 192-194 | CAC | GAC,TAC,CGC,CTC,AAC,TGC | rpoB 526 mutation present which is associated with rifampin resistance. All mutations are high-confidence except for 526AAC, which is a minimal-confidence mutation in Miotto et al. 2017 | Rifampin
[13 empty] | 531 | 207-209 | TCG | TTG,TGG | rpoB 531 mutation present which is associated with rifampin resistance. High-confidence mutations in Miotto et al. 2017. | Rifampin
[13 empty] | 533 | 213-215 | CTG | CCG | rpoB 533 mutation present which is associated with rifampin resistance. Moderate-confidence mutation in Miotto et al. 2017. | Rifampin
rrs | SNP | resistance type | rrs | 1 | 1700 |  |  | TTTTGTTTGGAGAGTTTGATCCTGGCTCAGGACGAACGCTGGCGGCGTGCTTAACACATGCAAGTCGAACGGAAAGGTCTCTTCGGAGATACTCGAGTGGCGAACGGGTGAGTAACACGTGGGTGATCTGCCCTGCACTTCGGGATAAGCCTGGGAAACTGGGTCTAATACCGGATAGGACCACGGGATGCATGTCTTGTGGTGGAAAGCGCTTTAGCGGTGTGGGATGAGCCCGCGGCCTATCAGCTTGTTGGTGGGGTGACGGCCTACCAAGGCGACGACGGGTAGCCGGCCTGAGAGGGTGTCCGGCCACACTGGGACTGAGATACGGCCCAGACTCCTACGGGAGGCAGCAGTGGGGAATATTGCACAATGGGCGCAAGCCTGATGCAGCGACGCCGCGTGGGGGATGACGGCCTTCGGGTTGTAAACCTCTTTCACCATCGACGAAGGTCCGGGTTCTCTCGGATTGACGGTAGGTGGAGAAGAAGCACCGGCCAACTACGTGCCAGCAGCCGCGGTAATACGTAGGGTGCGAGCGTTGTCCGGAATTACTGGGCGTAAAGAGCTCGTAGGTGGTTTGTCGCGTTGTTCGTGAAATCTCACGGCTTAACTGTGAGCGTGCGGGCGATACGGGCAGACTAGAGTACTGCAGGGGAGACTGGAATTCCTGGTGTAGCGGTGGAATGCGCAGATATCAGGAGGAACACCGGTGGCGAAGGCGGGTCTCTGGGCAGTAACTGACGCTGAGGAGCGAAAGCGTGGGGAGCGAACAGGATTAGATACCCTGGTAGTCCACGCCGTAAACGGTGGGTACTAGGTGTGGGTTTCCTTCCTTGGGATCCGTGCCGTAGCTAACGCATTAAGTACCCCGCCTGGGGAGTACGGCCGCAAGGCTAAAACTCAAAGGAATTGACGGGGGCCCGCACAAGCGGCGGAGCATGTGGATTAATTCGATGCAACGCGAAGAACCTTACCTGGGTTTGACATGCACAGGACGCGTCTAGAGATAGGCGTTCCCTTGTGGCCTGTGTGCAGGTGGTGCATGGCTGTCGTCAGCTCGTGTCGTGAGATGTTGGGTTAAGTCCCGCAACGAGCGCAACCCTTGTCTCATGTTGCCAGCACGTAATGGTGGGGACTCGTGAGAGACTGCCGGGGTCAACTCGGAGGAAGGTGGGGATGACGTCAAGTCATCATGCCCCTTATGTCCAGGGCTTCACACATGCTACAATGGCCGGTACAAAGGGCTGCGATGCCGCGAGGTTAAGCGAATCCTTAAAAGCCGGTCTCAGTTCGGATCGGGGTCTGCAACTCGACCCCGTGAAGTCGGAGTCGCTAGTAATCGCAGATCAGCAACGCTGCGGTGAATACGTTCCCGGGCCTTGTACACACCGCCCGTCACGTCATGAAAGTCGGTAACACCCGAAGCCAGTGGCCTAACCCTCGGGAGGGAGCTGTCGAAGGTGGGATCGGCGATTGGGACGAAGTCGTAACAAGGTAGCCGTACCGGAAGGTGCGGCTGGATCACCTCCTTTCTAAGGAGCACCACGAAAACGCCCCAACTGGTGGGGCGTAGGCCGTGAGGGGTTCTTGTCTGTAGTGGGCGAGAGCCGGGTGCATGACAACAAAGTTGGCCACCAACACACTGTTGGGTCCTGAGGCAACACTCGGACTTGTTCCAGGTGTTGTCCCACCGCCTT | A514C | 514 | A | C |  |  |  |  | rrs 514 mutation present which is associated with kanamycin resistance. High-confidence mutation in Miotto et al. 2017. | Kanamycin
[9 empty] | C517T | 517 | C | T |  |  |  |  | rrs 517 mutation present which is associated with kanamycin resistance. No association mutation in Miotto et al. 2017 when alone, but a high-confidence mutation when present with eis -37T. | Kanamycin
[9 empty] | A907C | 907 | A | C |  |  |  |  | rrs 907 mutation present which is associated with unknown resistance. Not mentioned in Miotto et al. 2017.
[9 empty] | G1158T | 1158 | G | T |  |  |  |  | rrs 1158 mutation present which is associated with unknown resistance. Not mentioned in Miotto et al. 2017.
[9 empty] | 1401G | 1401 | A | G |  |  |  |  | rrs 1401 mutation present which is associated with kanamycin, capreomycin, and amikacin resistance. High-confidence mutation in Miotto et al. 2017. | Kanamycin, Capreomycin, Amikacin
[9 empty] | 1402T | 1402 | C | T |  |  |  |  | rrs 1402 mutation present which is associated with capreomycin resistance. High-confidence mutation in Miotto et al. 2017. | Capreomycin
[9 empty] | 1462C | 1462 | A | C |  |  |  |  | rrs 1462 mutation present which is associated with unknown resistance. Not mentioned in Miotto et al. 2017.
[9 empty] | 1484T | 1484 | G | T |  |  |  |  | rrs 1484 mutation present which is associated with kanamycin, capreomycin, and amikacin resistance. High-confidence mutation in Miotto et al. 2017. | Kanamycin, Capreomycin, Amikacin
[9 empty] | 1486T | 1486 | A | T |  |  |  |  | rrs 1486 mutation present which is associated with unknown resistance. Not mentioned in Miotto et al. 2017.
tlyA | mixed | resistance type | tlyA | 1 | 1007 |  |  | GTGGCACGACGTGCCCGCGTTGACGCCGAGCTAGTCCGGCGGGGCCTGGCGCGATCACGTCAACAGGCCGCGGAGTTGATCGGCGCCGGCAAGGTGCGCATCGACGGGCTGCCGGCGGTCAAGCCGGCCACCGCCGTGTCCGACACCACCGCGCTGACCGTGGTGACCGACAGTGAACGCGCCTGGGTATCGCGCGGAGCGCACAAACTAGTCGGTGCGCTGGAGGCGTTCGCGATCGCGGTGGCGGGCCGGCGCTGTCTGGACGCGGGCGCATCGACCGGTGGGTTCACCGAAGTACTGCTGGACCGTGGTGCCGCCCACGTGGTGGCCGCCGATGTCGGATACGGCCAGCTGGCGTGGTCGCTGCGCAACGATCCTCGGGTGGTGGTCCTCGAGCGGACCAACGCACGTGGCCTCACACCGGAGGCGATCGGCGGTCGCGTCGACCTGGTAGTGGCCGACCTGTCGTTCATCTCGTTGGCTACCGTGTTGCCCGCGCTGGTTGGATGCGCTTCGCGCGACGCCGATATCGTTCCACTGGTGAAGCCGCAGTTTGAGGTGGGGAAAGGTCAGGTCGGCCCCGGTGGGGTGGTCCATGACCCGCAGTTGCGTGCGCGGTCGGTGCTCGCGGTCGCGCGGCGGGCACAGGAGCTGGGCTGGCACAGCGTCGGCGTCAAGGCCAGCCCGCTGCCGGGCCCATCGGGCAATGTCGAGTACTTCCTGTGGTTGCGCACGCAGACCGACCGGGCATTGTCGGCCAAGGGATTGGAGGATGCGGTGCACCGTGCGATTAGCGAGGGCCCGTAGTGACCGCTCATCGCAGTGTTCTGCTGGTCGTCCACACCGGGCGCGACGAAGCCACCGAGACCGCACGGCGCGTAGAAAAAGTATTGGGCGACAATAAAATTGCGCTTCGCGTGCTCTCGGCCGAAGCAGTCGACCGAGGGTCGTTGCATCTGGCTCCCGACGACATGCGGGCCATGGGCGTCGAGATCGAGGTGGTTGAC | C202G | 202 | C | G |  |  |  |  | tlyA 202 mutation present which is associated with capreomycin resistance. High-confidence mutation in Miotto et al. 2017. | Capreomycin
[9 empty] | A203C | 203 | A | C |  |  |  |  | tlyA 203 mutation present which is associated with capreomycin resistance. High-confidence mutation in Miotto et al. 2017. | Capreomycin
[9 empty] | T220C | 220 | T | C |  |  |  |  | tlyA 220 mutation present which is associated with unknown resistance. Not mentioned in Miotto et al. 2017. CTG and TTG both code for Leucine.
[9 empty] | G223T | 223 | G | T |  |  |  |  | tlyA 223 mutation present which is associated with capreomycin resistance. High-confidence mutation in Miotto et al. 2017. | Capreomycin
[9 empty] | T708G | 708 | T | G |  |  |  |  | tlyA 708 mutation present which is associated with capreomycin resistance. High-confidence mutation in Miotto et al. 2017. | Capreomycin
[9 empty] | C755G | 755 | C | G |  |  |  |  | tlyA 755 mutation present which is associated with capreomycin resistance. High-confidence mutation in Miotto et al. 2017. | Capreomycin
[9 empty] | G756T | 756 | G | T |  |  |  |  | tlyA 756 mutation present which is associated with capreomycin resistance. High-confidence mutation in Miotto et al. 2017. | Capreomycin
[13 empty] | 196 | 586-588 | GGG | GAG | tlyA codon 196 mutation present which is associated with unknown resistance. Not mentioned in Miotto et al. 2017.
gidB | mixed | resistance type | gidB | -500 | 675 |  |  | GTCGAAGGCAATCGTGCGGTGGTGAGCATCGACGGCAGTGACGACCTGAACAAGTTGGTCGGGCGCGGGGGCGAGGTGCTCGACGCTCTGCAGGAACTCACCCGGTTGGCGGTGCATCAGAAGACCGGTGTGCGGAGCCGGTTGATGCTAGACATCGCGAGGTGGCGACGGCGGCGCCGGGAGGAATTGGCGGCGCTGGCCGACGAGGTGGCGCGGCGAGTGGCCGAAACCGGTGACCGCGAGGAACTCGTTCCAATGACGCCGTTCGAACGGAAGATCGTCCACGATGCGGTTGCAGCGGTGCCAGGTGTGCACAGCGAAAGCGAAGGCGTGGAGCCAGAACGCCGAGTCGTTGTGCTCCGCGACTAGCTCGCGAGCCAGCGGCTCCGACCGACGCCGCAGTAAGCGATGCGTGGCCGAGCGGCTGGGCCAGCGTCTCGAGAGCGGAGAATGTTTCACGTGAAACATGACACAGACCTCACGAGCCGGCGGAGTGCGTAATGTCTCCGATCGAGCCCGCGGCGTCTGCGATCTTCGGACCGCGGCTTGGCCTTGCTCGGCGGTACGCCGAAGCGTTGGCGGGACCCGGTGTGGAGCGGGGGCTGGTGGGACCCCGCGAAGTCGGTAGGCTATGGGACCGGCATCTACTGAACTGCGCCGTGATCGGTGAGCTCCTCGAACGCGGTGACCGGGTCGTGGATATCGGTAGCGGAGCCGGGTTGCCGGGCGTGCCATTGGCGATAGCGCGGCCGGACCTCCAGGTAGTTCTCCTAGACCCGCTACTGCGCCGCACCGAGTTTCTTCGAGAGATGGTGACAGATCTGGGCGTGGCCGTTGAGATCGTGCGGGGGCGCGCCGAGGAGTCCTGGGTGCAGGACCAATTGGGCGGCAGCGACGCTGCGGTGTCACGGGCGGTGGCCGCGTTGGACAAGTTGACGAAATGGAGCATGCCGTTGATACGGCCGAACGGGCGAATGCTCGCCATCAAAGGCGAGCGGGCTCACGACGAAGTACGGGAGCACCGGCGTGTGATGATCGCATCGGGCGCGGTTGATGTCAGGGTGGTGACATGTGGCGCGAACTATTTGCGTCCGCCCGCGACCGTGGTGTTCGCGCGACGTGGAAAGCAGATCGCCCGAGGGTCGGCACGGATGGCGAGTGGAGGGACGGCGTGA | G102_ | 602 | G | C |  |  |  |  | gidB 102 deletion present which is associated with unknown resistance. Not mentioned in Miotto et al. 2017.
[9 empty] | T104G | 604 | T | G |  |  |  |  | gidB 104 mutation present which is associated with unknown resistance. Not mentioned in Miotto et al. 2017.
[9 empty] | T230C | 730 | T | C |  |  |  |  | gidB 230 mutation present which is associated with unknown resistance. Not mentioned in Miotto et al. 2017.
[9 empty] | A254G | 754 | A | G |  |  |  |  | gidB 254 mutation present which is associated with unknown resistance. Not mentioned in Miotto et al. 2017.
[9 empty] | C286T | 786 | C | T |  |  |  |  | gidB 286 mutation present which is associated with unknown resistance. Not mentioned in Miotto et al. 2017.
[13 empty] | 92 | 774-776 | GAC | GAA | gidB codon 92 mutation present which is associated with streptomycin resistance. Moderate-confidence mutation Miotto et al. 2017. | Streptomycin
gyrB | ROI | resistance type | gyrB | 1 | 2145 |  |  | ATGGGTAAAAACGAGGCCAGAAGATCGGCCCTGGCGCCCGATCACGGTACAGTGGTGTGCGACCCCCTGCGGCGACTCAACCGCATGCACGCAACCCCTGAGGAGAGTATTCGGATCGTGGCTGCCCAGAAAAAGAAGGCCCAAGACGAATACGGCGCTGCGTCTATCACCATTCTCGAAGGGCTGGAGGCCGTCCGCAAACGTCCCGGCATGTACATTGGCTCGACCGGTGAGCGCGGTTTACACCATCTCATTTGGGAGGTGGTCGACAACGCGGTCGACGAGGCGATGGCCGGTTATGCAACCACAGTGAACGTAGTGCTGCTTGAGGATGGCGGTGTCGAGGTCGCCGACGACGGCCGCGGCATTCCGGTCGCCACCCACGCCTCCGGCATACCGACCGTCGACGTGGTGATGACACAACTACATGCCGGCGGCAAGTTCGACTCGGACGCGTATGCGATATCTGGTGGTCTGCACGGCGTCGGCGTGTCGGTGGTTAACGCGCTATCCACCCGGCTCGAAGTCGAGATCAAGCGCGACGGGTACGAGTGGTCTCAGGTTTATGAGAAGTCGGAACCCCTGGGCCTCAAGCAAGGGGCGCCGACCAAGAAGACGGGGTCAACGGTGCGGTTCTGGGCCGACCCCGCTGTTTTCGAAACCACGGAATACGACTTCGAAACCGTCGCCCGCCGGCTGCAAGAGATGGCGTTCCTCAACAAGGGGCTGACCATCAACCTGACCGACGAGAGGGTGACCCAAGACGAGGTCGTCGACGAAGTGGTCAGCGACGTCGCCGAGGCGCCGAAGTCGGCAAGTGAACGCGCAGCCGAATCCACTGCACCGCACAAAGTTAAGAGCCGCACCTTTCACTATCCGGGTGGCCTGGTGGACTTCGTGAAACACATCAACCGCACCAAGAACGCGATTCATAGCAGCATCGTGGACTTTTCCGGCAAGGGCACCGGGCACGAGGTGGAGATCGCGATGCAATGGAACGCCGGGTATTCGGAGTCGGTGCACACCTTCGCCAACACCATCAACACCCACGAGGGCGGCACCCACGAAGAGGGCTTCCGCAGCGCGCTGACGTCGGTGGTGAACAAGTACGCCAAGGACCGCAAGCTACTGAAGGACAAGGACCCCAACCTCACCGGTGACGATATCCGGGAAGGCCTGGCCGCTGTGATCTCGGTGAAGGTCAGCGAACCGCAGTTCGAGGGCCAGACCAAGACCAAGTTGGGCAACACCGAGGTCAAATCGTTTGTGCAGAAGGTCTGTAACGAACAGCTGACCCACTGGTTTGAAGCCAACCCCACCGACGCGAAAGTCGTTGTGAACAAGGCTGTGTCCTCGGCGCAAGCCCGTATCGCGGCACGTAAGGCACGAGAGTTGGTGCGGCGTAAGAGCGCCACCGACATCGGTGGATTGCCCGGCAAGCTGGCCGATTGCCGTTCCACGGATCCGCGCAAGTCCGAACTGTATGTCGTAGAAGGTGACTCGGCCGGCGGTTCTGCAAAAAGCGGTCGCGATTCGATGTTCCAGGCGATACTTCCGCTGCGCGGCAAGATCATCAATGTGGAGAAAGCGCGCATCGACCGGGTGCTAAAGAACACCGAAGTTCAGGCGATCATCACGGCGCTGGGCACCGGGATCCACGACGAGTTCGATATCGGCAAGCTGCGCTACCACAAGATCGTGCTGATGGCCGACGCCGATGTTGACGGCCAACATATTTCCACGCTGTTGTTGACGTTGTTGTTCCGGTTCATGCGGCCGCTCATCGAGAACGGGCATGTGTTTTTGGCACAACCGCCGCTGTACAAACTCAAGTGGCAGCGCAGTGACCCGGAATTCGCATACTCCGACCGCGAGCGCGACGGTCTGCTGGAGGCGGGGCTGAAGGCCGGGAAGAAGATCAACAAGGAAGACGGCATTCAGCGGTACAAGGGTCTAGGTGAAATGGACGCTAAGGAGTTGTGGGAGACCACCATGGATCCCTCGGTTCGTGTGTTGCGTCAAGTGACGCTGGACGACGCCGCCGCCGCCGACGAGTTGTTCTCCATCCTGATGGGCGAGGACGTCGACGCGCGGCGCAGCTTTATCACCCGCAACGCCAAGGATGTTCGGTTCCTGGATGTCTAA |  |  |  |  | 459 (498) | 1492-1494 | GAA | AAA | gyrB 459 (or 498) mutation present which is associated with levofloxin resistance. High-confidence mutation in Miotto et al. 2017 | LEVO
[13 empty] | 461 (500) | 1498-1500 | GAC | CAC | gyrB 461 (or 500) mutation present which is associated with uknown resistance. Not mentioned in Miotto et al. 2017.
[13 empty] | 499 (538) | 1612-1614 | AAC | GAC | gyrB 499 (or 538) mutation present which is associated with uknown resistance. Not mentioned in Miotto et al. 2017.
[13 empty] | 500 (539) | 1615-1617 | ACC | AAC | gyrB 500 (or 539) mutation present which is associated with uknown resistance. Not mentioned in Miotto et al. 2017.
[13 empty] | 504 (543) | 1627-1629 | GCG | GTG | gyrB 504 (or 543) mutation present which is associated with levofloxin resistance. High-confidence mutation in Miotto et al. 2017 | LEVO

## HighConfidenceMutations
Assay |  | Target |  |  |  |  | Amplicon |  | SNPs |  |  |  | ROIs |  |  |  | Significance |  | presence/absence | SNP | gene variant | ROI | mixed
Assay Name | Assay Type | Target Function | Target Gene | Start Position | End Position | Reverse Strand? | Variant Name | Sequence | Name | Position | Reference | Variant | Name | Positions | AA/NT Sequence | Mutations | Message | Resistance | species ID | strain ID | resistance type | virulence factor
TB_AMR | mixed | resistance type | [5 empty] | references/ASM19595v2.fasta |  |  |  |  | E459 | 6614-6616 | E | K | gyrB 459 mutation present which is associated with resistance to quinolones, but Moxifloxacin may still have clinical activity. Testing for MOX MIC is recommended. | Quinolones
[13 empty] | A504 | 6749-6751 | A | V | gyrB 504 mutation present which is associated with resistance to quinolones, but Moxifloxacin may still have clinical activity. Testing for MOX MIC is recommended. | Quinolones
[13 empty] | G88 | 7563-7565 | G | A,C | gyrA 88 mutation present which is associated with resistance to quinolones, but Moxifloxacin may still have clinical activity. Testing for MOX MIC is recommended. | Quinolones
[13 empty] | D89 | 7566-7568 | D | N | gyrA 89 mutation present which is associated with resistance to quinolones, but Moxifloxacin may still have clinical activity. Testing for MOX MIC is recommended. | Quinolones
[13 empty] | A90 | 7569-7571 | A | V | gyrA 90 mutation present which is associated with resistance to quinolones, but Moxifloxacin may still have clinical activity. Testing for MOX MIC is recommended. | Quinolones
[13 empty] | S91 | 7572-7574 | S | P | gyrA 91 mutation present which is associated with resistance to quinolones, but Moxifloxacin may still have clinical activity. Testing for MOX MIC is recommended. | Quinolones
[13 empty] | D94 | 7581-7583 | D | A,G,H,N,Y | gyrA 94 mutation present which is associated with resistance to quinolones, but Moxifloxacin may still have clinical activity. Testing for MOX MIC is recommended. | Quinolones
[13 empty] | L430 | 761094-761096 | L | P | rpoB L430P (L511P) mutation present which is associated with rifampicin resistance. Minimal-confidence mutation in Miotto et al. 2017. | Rifampicin
[13 empty] | S431 | 761097-761099 | S | T | rpoB S431T (S512T) mutation present which is associated with rifampicin resistance. | Rifampicin
[13 empty] | Q432 | 761100-761102 | Q | K,L,P | rpoB Q432 (Q513) mutation present which is associated with rifampicin resistance. Q513K, Q513L, and Q513P are high-confidence mutations in Miotto et al. 2017. | Rifampicin
[13 empty] | D435 | 761109-761111 | D | A,F,G,N,V,Y | rpoB D435 (D516) mutation present which is associated with rifampicin resistance. D516A, D516F, D516G andD516V are high-confidence mutations in Miotto et al. 2017. D516Y is a moderate-confidence mutation in Miotto et al. 2017 | Rifampicin
[13 empty] | S441 | 761127-761129 | S | Q,L | rpoB S441 (S522) mutation present which is associated with rifampicin resistance. S522Q is a high-confidence mutation in Miotto et al. 2017. S522L is a moderate-confidence mutation in Miotto et al. 2017. | Rifampicin
[13 empty] | H445 | 761139-761141 | H | C,D,F,G,L,N,R,Y | rpoB H445 (H526) mutation present which is associated with rifampicin resistance. H526C, H526D, H526G, H526L, H526R, and H526Y mutations are high-confidence mutations in Miotto et al. 2017. H526N is a minimal-confidence mutation in Miotto et al. 2017 | Rifampicin
[13 empty] | S450 | 761154-761156 | S | F,L,Q,W,Y | rpoB S450 (S531) mutation present which is associated with rifampicin resistance. S531F, S531L, S531W are high-confidence mutations in Miotto et al. 2017. | Rifampicin
[13 empty] | L452 | 761160-761162 | L | P | rpoB L452P (L533P) mutation present which is associated with rifampicin resistance. Moderate-confidence mutation in Miotto et al. 2017. | Rifampicin
[13 empty] | I491 | 761277-761279 | I | F | rpoB I491F (I572F) mutation present which is associated with rifampicin resistance. Minimal-confidence mutation in Miotto et al. 2017. | Rifampicin
[13 empty] | D545 | 761439-761441 | D | E | rpoB D545E (D626E) mutation present which is associated with rifampicin resistance. | Rifampicin
[13 empty] | T40 | 781677-781679 | T | I | rpsL T40I mutation present which is associated with streptomycin resistance. | Streptomycin
[13 empty] | K43 | 781686-781688 | K | R,T | rpsL K43 mutation present which is associated with streptomycin resistance. | Streptomycin
[13 empty] | K88 | 781821-781823 | K | Q,R | rpsL K88 mutation present which is associated with streptomycin resistance. | Streptomycin
[9 empty] | c462t | 1472307 | C | T |  |  |  |  | rrs c462t mutation present which is associated with streptomycin resistance. | Streptomycin
[9 empty] | c513t | 1472358 | C | T |  |  |  |  | rrs c513t mutation present which is associated with streptomycin resistance. | Streptomycin
[9 empty] | a514c | 1472359 | A | C |  |  |  |  | rrs a514c mutation present which is associated with streptomycin resistance. | Streptomycin
[9 empty] | a514t | 1472359 | A | T |  |  |  |  | rrs a514t mutation present which is associated with streptomycin resistance. | Streptomycin
[9 empty] | c517t | 1472362 | C | T |  |  |  |  | rrs c517t mutation present which is associated with streptomycin resistance. | Streptomycin
[9 empty] | a1401g | 1473246 | A | G |  |  |  |  | rrs 1401 mutation present which is associated with kanamycin, capreomycin, and amikacin resistance. Specificity for Capreomycin is about 96%, 3-4% of isolates with this mutation may be sensitive to CAP. | Kanamycin, Capreomycin, Amikacin
[9 empty] | c1402t | 1473247 | C | T |  |  |  |  | rrs 1402 mutation present which is associated with capreomycin resistance. | Capreomycin
[9 empty] | g1484t | 1473329 | G | T |  |  |  |  | rrs 1484 mutation present which is associated with capreomycin and amikacin resistance. | Capreomycin, Amikacin
[9 empty] | c-15t | 1673425 | C | T |  |  |  |  | inhA -15 mutation present which is associated with isoniazid resistance. | Isoniazid
[13 empty] | N236 | 1918645-1918647 | N | K | tlyA N236K mutation present which is associated with capreomycin resistance. | Capreomycin
[13 empty] | S315 | 2155169-2155167 | S | I,N,T | katG S315 mutation present which is associated with isoniazid resistance. | Isoniazid
[9 empty] | t-7c | 2289248 | A | G |  |  |  |  | pncA t-7c mutation present which is associated with pyrazinamide resistance. High-confidence mutation in Miotto et al. 2017. | Pyrazinamide
[9 empty] | a-11g | 2289252 | T | C |  |  |  |  | pncA a-11g mutation present which is associated with pyrazinamide resistance. High-confidence mutation in Miotto et al. 2017. | Pyrazinamide
[9 empty] | t-12c | 2289253 | A | G |  |  |  |  | pncA t-12c mutation present which is associated with pyrazinamide resistance. High-confidence mutation in Miotto et al. 2017. | Pyrazinamide
[13 empty] | A3 | 2289235-2289233 | A | E | pncA A3E mutation present which is associated with pyrazinamide resistance. High-confidence mutation in Miotto et al. 2017. | Pyrazinamide
[13 empty] | L4 | 2289232-2289230 | L | S | pncA L4S mutation present which is associated with pyrazinamide resistance. High-confidence mutation in Miotto et al. 2017. | Pyrazinamide
[13 empty] | I6 | 2289226-2289224 | I | T | pncA I6T mutation present which is associated with pyrazinamide resistance. High-confidence mutation in Miotto et al. 2017. | Pyrazinamide
[13 empty] | V7 | 2289223-2289221 | V | G | pncA V7G mutation present which is associated with pyrazinamide resistance. Moderate-confidence mutation in Miotto et al. 2017. | Pyrazinamide
[13 empty] | D8 | 2289220-2289218 | D | E,G,N | pncA D8 mutation present which is associated with pyrazinamide resistance. High-confidence mutation in Miotto et al. 2017. | Pyrazinamide
[13 empty] | Q10 | 2289214-2289212 | Q | P | pncA Q10P mutation present which is associated with pyrazinamide resistance. High-confidence mutation in Miotto et al. 2017. | Pyrazinamide
[13 empty] | D12 | 2289208-2289206 | D | A,G,N | pncA D12 mutation present which is associated with pyrazinamide resistance. D12A and D12N are high-confidence mutations in Miotto et al. 2017. D12G is a minimal-confidence mutations in Miotto et al. 2017 | Pyrazinamide
[13 empty] | C14 | 2289202-2289200 | C | R | pncA C14R mutation present which is associated with pyrazinamide resistance. High-confidence mutation in Miotto et al. 2017. | Pyrazinamide
[13 empty] | G17 | 2289193-2289191 | G | D | pncA G17D mutation present which is associated with pyrazinamide resistance. High-confidence mutation in Miotto et al. 2017. | Pyrazinamide
[13 empty] | L19 | 2289187-2289185 | L | P | pncA L19P mutation present which is associated with pyrazinamide resistance. High-confidence mutation in Miotto et al. 2017. | Pyrazinamide
[13 empty] | G24 | 2289172-2289170 | G | D | pncA G24D mutation present which is associated with pyrazinamide resistance. High-confidence mutation in Miotto et al. 2017. | Pyrazinamide
[13 empty] | Y34 | 2289142-2289140 | Y | D | pncA Y34D mutation present which is associated with pyrazinamide resistance. High-confidence mutation in Miotto et al. 2017. | Pyrazinamide
[13 empty] | A46 | 2289106-2289104 | A | V | pncA A46V mutation present which is associated with pyrazinamide resistance. High-confidence mutation in Miotto et al. 2017. | Pyrazinamide
[13 empty] | K48 | 2289100-2289098 | K | T | pncA K48T mutation present which is associated with pyrazinamide resistance. High-confidence mutation in Miotto et al. 2017. | Pyrazinamide
[13 empty] | D49 | 2289097-2289095 | D | G,N | pncA D49 mutation present which is associated with pyrazinamide resistance. High-confidence mutation in Miotto et al. 2017. | Pyrazinamide
[13 empty] | H51 | 2289091-2289089 | H | Q,R | pncA H51 mutation present which is associated with pyrazinamide resistance. High-confidence mutation in Miotto et al. 2017. | Pyrazinamide
[13 empty] | P54 | 2289082-2289080 | P | L,S | pncA P54 mutation present which is associated with pyrazinamide resistance. Moderate-confidence mutation in Miotto et al. 2017. | Pyrazinamide
[13 empty] | H57 | 2289073-2289071 | H | D,P,R,Y | pncA H57 mutation present which is associated with pyrazinamide resistance. H57D, H57R, and H57Y are high-confidence mutation in Miotto et al. 2017. | Pyrazinamide
[13 empty] | S59 | 2289067-2289065 | S | P | pncA S59P mutation present which is associated with pyrazinamide resistance. H57D, H57R, and H57Y are high-confidence mutation in Miotto et al. 2017. | Pyrazinamide
[13 empty] | P62 | 2289058-2289056 | P | L,Q | pncA P62 mutation present which is associated with pyrazinamide resistance. H57D, H57R, and H57Y are high-confidence mutation in Miotto et al. 2017. | Pyrazinamide
[13 empty] | D63 | 2289055-2289053 | D | G | pncA D63G mutation present which is associated with pyrazinamide resistance. High-confidence mutation in Miotto et al. 2017. | Pyrazinamide
[13 empty] | S66 | 2289046-2289044 | S | P | pncA S66P mutation present which is associated with pyrazinamide resistance. High-confidence mutation in Miotto et al. 2017. | Pyrazinamide
[13 empty] | S67 | 2289043-2289041 | S | P | pncA S67P mutation present which is associated with pyrazinamide resistance. High-confidence mutation in Miotto et al. 2017. | Pyrazinamide
[13 empty] | W68 | 2289040-2289038 | W | C,R | pncA W68 mutation present which is associated with pyrazinamide resistance. W68R is a high-confidence mutation in Miotto et al. 2017. W68G is a moderate-confidence mutation in Miotto et al. 2017. | Pyrazinamide
[13 empty] | H71 | 2289031-2289029 | H | D,Q,Y | pncA H71 mutation present which is associated with pyrazinamide resistance. H71D and H71Y are high-confidence mutations in Miotto et al. 2017. | Pyrazinamide
[13 empty] | C72 | 2289028-2289026 | C | R | pncA C72R mutation present which is associated with pyrazinamide resistance. High-confidence mutation in Miotto et al. 2017. | Pyrazinamide
[13 empty] | T76 | 2289016-2289014 | T | P | pncA T76P mutation present which is associated with pyrazinamide resistance. High-confidence mutation in Miotto et al. 2017. | Pyrazinamide
[13 empty] | H82 | 2288998-2288996 | H | R | pncA H82R mutation present which is associated with pyrazinamide resistance. High-confidence mutation in Miotto et al. 2017. | Pyrazinamide
[13 empty] | L85 | 2288989-2288987 | L | P,R | pncA L85 mutation present which is associated with pyrazinamide resistance. L85P and L85R are high-confidence mutations in Miotto et al. 2017. | Pyrazinamide
[13 empty] | F94 | 2288962-2288960 | F | L,S | pncA F94 mutation present which is associated with pyrazinamide resistance. F94L and F94S are high-confidence mutations in Miotto et al. 2017. | Pyrazinamide
[13 empty] | K96 | 2288956-2288954 | K | N,R | pncA K96 mutation present which is associated with pyrazinamide resistance. | Pyrazinamide
[13 empty] | G97 | 2288989-2288987 | G | C,D,S | pncA G97 mutation present which is associated with pyrazinamide resistance. G97D and G97S are high-confidence mutations in Miotto et al. 2017. | Pyrazinamide
[13 empty] | Y103 | 2288935-2288933 | Y | H | pncA Y103H mutation present which is associated with pyrazinamide resistance. High-confidence mutation in Miotto et al. 2017. | Pyrazinamide
[13 empty] | S104 | 2288932-2288930 | S | R | pncA S104R mutation present which is associated with pyrazinamide resistance. High-confidence mutation in Miotto et al. 2017. | Pyrazinamide
[13 empty] | G108 | 2288920-2288918 | G | R | pncA G108R mutation present which is associated with pyrazinamide resistance. High-confidence mutation in Miotto et al. 2017. | Pyrazinamide
[13 empty] | L116 | 2288896-2288894 | L | P,R | pncA L116 mutation present which is associated with pyrazinamide resistance. High-confidence mutation in Miotto et al. 2017. | Pyrazinamide
[13 empty] | L120 | 2288884-2288882 | L | P | pncA L120P mutation present which is associated with pyrazinamide resistance. High-confidence mutation in Miotto et al. 2017. | Pyrazinamide
[13 empty] | R123 | 2288875-2288873 | R | P | pncA R123P mutation present which is associated with pyrazinamide resistance. High-confidence mutation in Miotto et al. 2017. | Pyrazinamide
[13 empty] | V125 | 2288869-2288867 | V | F,G | pncA V125 mutation present which is associated with pyrazinamide resistance. High-confidence mutation in Miotto et al. 2017. | Pyrazinamide
[13 empty] | V128 | 2288860-2288858 | V | G | pncA V128G mutation present which is associated with pyrazinamide resistance. High-confidence mutation in Miotto et al. 2017. | Pyrazinamide
[13 empty] | G132 | 2288848-2288846 | G | A,D,S | pncA G132 mutation present which is associated with pyrazinamide resistance. | Pyrazinamide
[13 empty] | A134 | 2288842-2288840 | A | V | pncA A134V mutation present which is associated with pyrazinamide resistance. | Pyrazinamide
[13 empty] | T135 | 2288839-2288837 | T | N,P | pncA T135 mutation present which is associated with pyrazinamide resistance. T135N and T135P are high-confidence mutations in Miotto et al. 2017. | Pyrazinamide
[13 empty] | H137 | 2288833-2288831 | H | P | pncA H137P mutation present which is associated with pyrazinamide resistance. | Pyrazinamide
[13 empty] | C138 | 2288830-2288828 | C | Y | pncA C138Y mutation present which is associated with pyrazinamide resistance. | Pyrazinamide
[13 empty] | V139 | 2288827-2288825 | V | A,G,L | pncA V139 mutation present which is associated with pyrazinamide resistance. V139A is a minimal-confidence mutation in Miotto et al. 2017. V139G and V139L are high-confidence mutations in Miotto et al. 2017. | Pyrazinamide
[13 empty] | Q141 | 2288821-2288819 | Q | P | pncA Q141P mutation present which is associated with pyrazinamide resistance. High-confidence mutation in Miotto et al. 2017. | Pyrazinamide
[13 empty] | T142 | 2288818-2288816 | T | A,K,M | pncA T142 mutation present which is associated with pyrazinamide resistance.T142A/T142K/T142M are high-confidence mutations in Miotto et al. 2017. | Pyrazinamide
[13 empty] | L151 | 2288791-2288789 | L | S | pncA L151S mutation present which is associated with pyrazinamide resistance. | Pyrazinamide
[13 empty] | V155 | 2288779-2288777 | V | G | pncA V155G mutation present which is associated with pyrazinamide resistance. High-confidence mutation in Miotto et al. 2017. | Pyrazinamide
[13 empty] | L159 | 2288767-2288765 | L | P | pncA L159P mutation present which is associated with pyrazinamide resistance. | Pyrazinamide
[13 empty] | T160 | 2288764-2288762 | T | P | pncA T160P mutation present which is associated with pyrazinamide resistance. | Pyrazinamide
[13 empty] | G162 | 2288758-2288756 | G | D | pncA G162D mutation present which is associated with pyrazinamide resistance. | Pyrazinamide
[13 empty] | T168 | 2288740-2288738 | T | P | pncA T168P mutation present which is associated with pyrazinamide resistance. | Pyrazinamide
[13 empty] | L172 | 2288728-2288726 | L | P | pncA L172P mutation present which is associated with pyrazinamide resistance. High-confidence mutation in Miotto et al. 2017. | Pyrazinamide
[13 empty] | M175 | 2288719-2288717 | M | T,V | pncA M175V mutation present which is associated with pyrazinamide resistance. High-confidence mutation in Miotto et al. 2017. | Pyrazinamide
[13 empty] | V180 | 2288704-2288702 | V | F,G | pncA V180 mutation present which is associated with pyrazinamide resistance. | Pyrazinamide
[9 empty] | g-10a | 2715342 | C | T |  |  |  |  | eis -10 mutation present which is associated with kanamycin resistance. | Kanamycin
[9 empty] | c-12t | 2715344 | G | A |  |  |  |  | eis -12 mutation present which is associated with kanamycin resistance. | Kanamycin
[9 empty] | c-14t | 2715346 | G | A |  |  |  |  | eis -14 mutation present which is associated with kanamycin resistance. | Kanamycin
[9 empty] | g-37t | 2715369 | C | A |  |  |  |  | eis -37 mutation present which is associated with kanamycin resistance. | Kanamycin